## 2019 ARM Overview
Department of Homeland Security Federal Emergency Management Agency
National Urban Search & Rescue Response System
2019 FEMA Approved Air Response Module (ARM) Cache List
PART I - OVERVIEW
Cache List Overview Index
Section |  | Topic
1 |  | ARM Cache List Overview
2 |  | Special Considerations
Section 1 – ARM Cache List Overview
The 2019 FEMA Approved Air Response Module (ARM) Cache List is derived from the 2019 FEMA Approved Equipment Cache List.
Section 2 – Special Considerations
AT POINT OF ARRIVAL:
• Cargo vehicles for a cache weight of 70,000 lbs and volume of 5500 cubic feet (85 cubic meters). Preferably flatbed/ step deck (drop deck) tractor-trailers with a total minimum of 90’ of linear cargo space to accommodate a maximum load height of 106”. • One forklift (10-ton capacity) at the receiving airport to facilitate aircraft off-loading and vehicle loading. Forklift needs to be equipped with a minimum of 72” long forks capable of the load. • Buses to accommodate 70 passengers and four canine search dogs; one should be equipped with a bathroom if the drive is more than 2-hours. Equivalent number of passenger vans meeting the seating capacity of the buses is optional if buses cannot be acquired. • Four full size sport utility vehicles (SUVs) or four full size (1 ton) crew cab pick-ups (preferably 4-wheel drive).
AT THE BASE OF OPERATIONS:
• One all terrain type forklift (10-ton capacity, 8' tines) at the base of operations to facilitate aircraft off-loading and vehicle loading. Forklift needs to be equipped with a minimum of 72” long forks capable of the load. • Passenger vans/ SUVs/ or pickups (preferably all-wheel drive) to accommodate the movement of up to 70 passengers. • Two box vans no greater than 26,000 GVWR (preferably with lift-gate) minimum cargo area of 20’ long. • Two standard pallet jacks • Two 4 passenger Utility Terrain Vehicle (UTV) capable of all-wheel drive with cargo carrying capability, each with trailers capable of transporting the UTV.
• Lumber in the following dimensions with additional cargo vehicle to transport lumber.
20 ea. 6in x 6in x 16ft
60 ea. 4in x 4in x 16ft (10.5cm x 10.5cm x 4.87m)
60 ea. 2in x 6in x 16ft (5.08cm x 15.2cm x 4.87m)
40 ea. 2in x 4in x 16ft (5.08cm x 10.5cm x 4.87m)
20 ea. 4ft x 8ft x 3/4in (1.21m x 2.43m x 1.9cm) plywood.
• Minimum of 70,000-watt noise attenuated base camp generator for 24 hours operations. • 4 – 55 cubic foot at 2015psi compressed industrial oxygen and 2 - #4 (100 cubic foot) acetylene cylinders for torch operations. • Base of operations hard surface area should be a minimum of 209’ x 209’ w/wide area lighting. • 40 gallons non-ethanol fuel

## ARM 2019
SECTION | GROUP | Description | Manufacturer/ Vendor - Meet or Exceed This Quality | Model / Part #(s) Meet or Exceed This Quality | FEMA Cache Item Number | ARM QTY | Unit of Issue | Haz-Dec Possibe
COMMUNICATIONS | RADIOS | Portable Radios | Manufacturer/ Vendor - Meet or Exceed This Quality | Model / Part #(s) Meet or Exceed This Quality | CA-0000.00 | ARM QTY | Unit of Issue | Haaz-Dec Possible
COMMUNICATIONS | RADIOS (Air Portable/Handheld) | Radio, Hand-held, Air Operations VHF-AM 108-136 MHz, field programmable, with flexible antenna, rechargeable battery | Icom | IC-A6 | CA-0102.00 | 2 | each
COMMUNICATIONS | RADIOS (Air Portable/Handheld) | Battery Case, Clamshell (Uses 6 "AA" Batteries per clamshell) | Icom | BP-208N | CA-0102.01 | 2 | each
COMMUNICATIONS | RADIOS (Air Portable/Handheld) | Nylon Case | Icom | LC-159 | CA-0102.03 | 2 | each
COMMUNICATIONS | RADIOS (Air Portable/Handheld) | Belt Clip for Clamshell or Radio | Icom | MB-103 | CA-0102.04 | 2 | each
COMMUNICATIONS | RADIOS (Base Radio) | Radio, base station , 40 watt, Meets APCO Project 25 standard, Digital, Narrow Band, UHF, 380-470 MHz, Project 25 DES analog encryption capable, Project 25 OFB digital encryption capable, field programmable with 3dB gain antenna (min.), coaxial cable, AC/DC power supply and external speaker | Motorola | XTL 5000 | CA-0104.00 | 1 | each
COMMUNICATIONS | RADIOS (Mobile) | Radio mobile (40 watt) UHF/FM, Meets APCO Project 25 standard, Digital, backwards compatible, UHF, 380-470 MHz, Project 25 DES analog encryption capable, Project 25 OFB digital encryption, field programmable, with NMO antenna mount, cigar lighter adapter, AC/DC power supply and external speaker | Motorola | XTL 5000 | CA-0105.00 | 1 | each
COMMUNICATIONS | RADIOS (Base Air) | Radio, Aircraft, Mobile, Icom A120 Radio w/ 1 Ground Plane Antenna, Cost would include IC-A120-5 mobile radio, Base Station Antenna with mount capable of 118-136 MHz with 50ft. of LMR-400 Ultra Flex coax cable, K220-A magnetic mount antenna. | Icom | IC-A120B | CA-0106.00 | 2 | each
COMMUNICATIONS | RADIOS (Base Air) | Ground Plane Base Antenna 108-126.8Mhz | Icom | B-ANT | CA-0106.01 | 2 | each
COMMUNICATIONS | RADIOS (Base Air) | Magnet Mount, NMO, W/Whip Antenna 108-136MHz | Icom | K-220A | CA-0106.02 | 2 | each
COMMUNICATIONS | RADIOS (Base Air) | Coax Cable 50' with PL-259's | Times Microwave | LMR400UF | CA-0106.03 | 2 | each
COMMUNICATIONS | RADIOS (Base Air) | Programming Software A120 | Icom | CS-A120 | CA-0106.04 | 1 | each
COMMUNICATIONS | RADIOS (Base Air) | Programming Cable A120 | Icom | OPC-478UC | CA-0106.05 | 1 | each
COMMUNICATIONS | RADIOS (Base Air) | Programming Cable Adapter A120 | Icom | OPC-592 | CA-0106.06 | 1 | each
COMMUNICATIONS | RADIOS (Base Air) | Speaker, External | Icom | SP35 | CA-0106.07 | 1 | each
COMMUNICATIONS | RADIOS (Remote DC) | Radio, Remote (tone), weather proof case, coax, antenna, connectors, radio included in kit 380-470 MHz, APCO Project 25 standard, Digital, Project 25 analog encryption capable, Project 25 OFB digital encryption capable. | Motorola | XTL 5000 | CA-0107.00 | 2 | each
COMMUNICATIONS | RADIOS (Portable/Handheld) | Radio, Handheld, UHF 380-470 MHz, Model III, APCO P25 standard Compliant (76 Minimum, Optional Purchase up to 86 radios) | Motorola | H18QDF9PW7AN (XTS5000) | CA-0108.00 | 76 | each
COMMUNICATIONS | RADIOS (Portable/Handheld) | Radio, Handheld, VHF 136-174 MHz, Model III, APCO P25 standard Compliant | Motorola | H18KEH9PW7N | CA-0109.00 | 6 | each
COMMUNICATIONS | RADIOS (Portable/Handheld) | Radio, Hand Held, 800 MHz, Type III, APCO P25 standard Compliant, AES, DES-XL, DES-OFB encryption, Astro Digital CAI, Astro P25 OTAR, MDC OTAR, Cloning Capable, Enhanced Digital ID, Conventional System Software, Ruggedized Housing, Yellow Housing, Engrave side of Housing in plain view "DHS-FEMA-US&R", flexible antenna | Motorola | H18UCH9PW7N | CA-0110.00 | 4 | each
COMMUNICATIONS | RADIOS (Remote IP) | Radio, Mobile, XTL5000, Remote (Tone) Dash Mount, W7 Control Head, UHF FM 380-470 MHz, 40 Watt, APCO P25 standard Compliant, Narrow Band, AES 256, DES-XL, DES-OFB encryption, Astro Digital CAI, Astro P25 OTAR, MDC OTAR, Enhanced Digital ID, Enhanced SMARTNET. Includes Part #'s , G95, G851, G806, G114, G298, G51, G159, G80 | Motorola | L20QSS9PW1N | CA-0111.00 | 1 | each
COMMUNICATIONS | RADIOS (Portable/Handheld) | Dash Mount for Radio, Mobile, XTL5000 | Motorola | HLN6861C | CA-0111.05 | 1 | each
COMMUNICATIONS | RADIOS (Portable/Handheld) | Power Supply for Radio, Mobile, XTL5000 | Motorola | HPN4001B | CA-0111.10 | 1 | each
COMMUNICATIONS | RADIOS (Portable/Handheld) | Speaker Tray for Radio, Mobile, XTL5000 | Motorola | HLN6042A | CA-0111.11 | 1 | each
COMMUNICATIONS | RADIOS (Portable/Handheld) | Cable, Power, Radio, Mobile, XTL5000 | Motorola | HKN4139A | CA-0111.12 | 1 | each
COMMUNICATIONS | RADIOS (Portable/Handheld) | Antenna, 406-420 MHz, magnetic mount, 3DB gain, Radio, Mobile, XTL5000 | Motorola | HAE4010 | CA-0111.13 | 1 | each
COMMUNICATIONS | RADIOS (Portable/Handheld) | Antenna, magnetic mount, mini UHF, Radio, Mobile, XTL5000 | Motorola | 3080384M44 | CA-0111.14 | 1 | each
COMMUNICATIONS | RADIOS (Portable/Handheld) | Microphone, Palm, Radio, Mobile, XTL5000 | Motorola | HMN1090B | CA-0111.15 | 1 | each
COMMUNICATIONS | RADIOS (Portable/Handheld) | Speaker, 7.5 Watt, Radio, Mobile, XTL5000 | Motorola | HSN4038A | CA-0111.16 | 1 | each
COMMUNICATIONS | RADIOS (Portable/Handheld) | Fuse Holder Assembly, Radio, Mobile, XTL5000 | Motorola | HLN6863A | CA-0111.17 | 1 | each
COMMUNICATIONS | RADIOS (Portable/Handheld) | Cable, power, Radio, Mobile, XTL5000 | Motorola | HKN4191B | CA-0111.18 | 1 | each
COMMUNICATIONS | RADIOS (Portable/Handheld) | Cable, Power, Alligator, Radio, Mobile, XTL5000 | Motorola | NKN6549A | CA-0111.19 | 1 | each
COMMUNICATIONS | RADIOS (Portable/Handheld) | Cable, Power, Control Station, Radio, Mobile, XTL5000 | Motorola | HKN4139A | CA-0111.20 | 1 | each
COMMUNICATIONS | RADIOS (Portable/Handheld) | Cable, Power, Cigarette, Radio, Mobile, XTL5000 | Motorola | NKN6548A | CA-0111.21 | 1 | each
COMMUNICATIONS | RADIOS (XTVA) | Transportable Astro XTVA containing the following: XTS/APX6000 Vehicular Adapter(XTVA), Speaker, Hand Held Control Head (HHCH), Auto-Switching 120/240 VAC Power Supply, XTS/APX RF Adapter, RF Adapter Installation Wrench, RF Power Amplifier, Audio Ports for Headsets and Tape Recorders. To include magnetic mount antenna base & 1 each, VHF, UHF, and 800 MHz antennas) | Motorola | P2061(B)=UHF R1 Amplifier | CA-0113.00 | 1 | each
COMMUNICATIONS | RADIOS (Portable/Handheld) | Radio, VHF, Mobile, For Coast Guard interface 136-174 MHZ 64 CH 25-45W 12.5/25 KHZ | Motorola | CDM1250 / AAM25KKD9AA2 | CA-0114.00 | 1 | each
COMMUNICATIONS | RADIOS (Portable/Handheld) | Cable, Programming | Motorola | AARKN4081B | CA-0114.02 | 1 | each
COMMUNICATIONS | RADIOS (Portable/Handheld) | Software, Software | Motorola | HVN9025X | CA-0114.03 | 1 | each
COMMUNICATIONS | RADIOS (Marine) | Radio, Handheld, Portable, Marine Band w/Antenna & Belt Clip | ICOM | IC-M25-XX (01 Metallic Gray, 11 White, 21 Blue) | CA-0116.00 | 4 | each
COMMUNICATIONS | RADIOS (Marine) | Battery, Marine Radio | ICOM | BP-266 | CA-0116.01 | 1 | each
COMMUNICATIONS | RADIOS (Marine) | Charger, Desktop, Marine Radio includes all 3 items: Charger Base #BC-119N-01, ($75.00) A/C Adapter #BC145SA-31 ($25.00) for Charger Base, and Adapter Cup #AD123 ($23.00) | ICOM | 3 Piece Kit | CA-0116.02 | 1 | each
COMMUNICATIONS | RADIOS (Marine) | Adapter, 12V Power Adapter, Cigarette Lighter Type | ICOM | CP-24 | CA-0116.03 | 1 | each
COMMUNICATIONS | RADIOS (Marine) | Antenna, Marine Radio, Spare | ICOM | FA-SC58V | CA-0116.04 | 2 | each
COMMUNICATIONS | RADIOS (Marine) | Belt Clip, Marine Radio, Spare | ICOM | MB-133 | CA-0116.05 | 1 | each
COMMUNICATIONS | RADIOS (Portable) | Transportable Astro Lunch Box Mobile, w/ accessories | Motorola | TXM2000 | CA-0117.00 | 2 | each
COMMUNICATIONS | RADIOS (Crypto) | Keyloader, Radio, Encryption - KVL4000, KIT (TO INCLUDE FOLLOWING ITEMS) | Motorola | T7537 | CA-0118.00 | 1 | each
COMMUNICATIONS | RADIOS (Crypto) | Firmware, ASTRO 25 Mode | Motorola | U239AD | CA-0118.03 | 1 | each
COMMUNICATIONS | RADIOS (Crypto) | Firmware, DES/DES-XL/DES-OFB Encryption | Motorola | X423AF | CA-0118.04 | 1 | each
COMMUNICATIONS | RADIOS (Crypto) | Firmware, ADP Privacy | Motorola | CA00243AG | CA-0118.05 | 1 | each
COMMUNICATIONS | RADIOS (Crypto) | Fax Modem 56K USB Plug and Play | Motorola | DSUSR5637 | CA-0118.06 | 1 | each
COMMUNICATIONS | RADIOS (Crypto) | Adapter, Cable, For XTL5000 (W7 Control Head) | Motorola | TRN7414 | CA-0118.11 | 1 | each
COMMUNICATIONS | RADIOS (Crypto) | Cable, Keyloader, Portable Radio, XTS-5000 | Motorola | NTN8613A | CA-0118.13 | 1 | each
COMMUNICATIONS | RADIOS (Crypto) | Cable, Keyloader w/ HiRose Connector | Motorola | TKN8531C | CA-0118.14 | 1 | each
COMMUNICATIONS | RADIOS (Crypto) | Battery, Keyloader, | Motorola | 82-107172-01 | CA-0118.17 | 1 | each
COMMUNICATIONS | RADIOS (Crypto) | Lock, Padlock or Combo | Masterlock | 142DCM | CA-0118.18 | 1 | each
COMMUNICATIONS | RADIOS (Base Radio) | EACH BASE STATION ABOVE REQUIRES THE FOLLOWING ITEMS TO MAKE IT OPERATIONAL CA-0119.01-.04 |  |  | CA-0119.00
COMMUNICATIONS | RADIOS (Base Radio) | Radio, Base Station, Intergrated Base Rapid Deployment Kit for Below to include 6U Rack mount case, 19inch rack mount shelves, (2) Marine grade 10 Amp ATM Fused cigarette lighter plugs, Front and rear mounted LED lighting, mic clips, rear mounted 1 U plate with (4) bulhead "N" Connectors, (4) RG-214 Low loss jumper/Patch coax cables with male mini UHF RF connector on one 1 side and Male N on the other. Jumpers are to have heat shrinked connector barrels. AC/DC Transfer switch, DC ICT 30 Amp power supply, Blue Sea Fuse block, All Motorola accs, speaker, accs B+ Voltage, primary DC Power cable and mounting bracket, Low Voltage discinnect, Power poles with fron mounted chasis mount 30AMP rated connector, (4) Mag mounts antennas with 25ft of low loss coax terminated with Male "N" connectors. | KR Nida | IBRD-US&R | CA-0119.00 | 1 | each
COMMUNICATIONS | RADIOS (Base Radio) | Radio, Mobile R1 UHF 380-470 MHz & VHF 136-174 MHz (Flashcode to meet MERS requirments) | Motorola | APX8500 Per MERS Spec | CA-0119.01
COMMUNICATIONS | RADIOS (Base Radio) | Radio, R1 UHF 380-470 MHz & 700/800 MHz (Flashcode to meet MERS requirments) | Motorola | APX8500 Per MERS Spec | CA-0119.02
COMMUNICATIONS | RADIOS (Base Radio) | Antenna Base, Omnidirectional 3db gain female N connector 746-869MHz | PCTEL/Maxrad | MFBW7463 | CA-0119.03
COMMUNICATIONS | RADIOS (Base Radio) | Antenna, Mobile 762-870 3db co-linear | Motorola | HAF4017 | CA-0119.04
COMMUNICATIONS | RADIOS (Mobile) | Radio, Mobile R1 UHF 380-470 MHz & VHF 136-174 MHz (Flashcode to meet MERS requirments) (10 for Vehicles) | Motorola | APX 7500 W/07 Control Head | CA-0120.00 | 2 | each
COMMUNICATIONS | RADIOS (Remote DC) | Radio, DC Remote for US&R Cache handheld radios. Pelican case remote, XTS & APX Battery Eliminator(s), external antenna connection. Like a NIFC 4330. | KR Nida | 4330-DC | CA-0121.00 | 1 | each
COMMUNICATIONS | RADIOS (Portable/Handheld) | Radio, Handheld R1 UHF 380-470 MHz & VHF 136-174 MHz (Flashcode to meet MERS requirments) | Motorola | APX 7000 XE | CA-0122.00 | 16 | each
COMMUNICATIONS | RADIOS (Portable/Handheld) | Battery, Rechargeable, for Portable APX Handheld Radio, IMPRESS FM R LI ION | Motorola | NNTN7033A | CA-0122.01 | 32 | each | Y
COMMUNICATIONS | RADIOS (Portable/Handheld) | Microphone, Speaker Mic, APX, XE | Motorola | XE500 RSM | CA-0122.04 | 86 | each
COMMUNICATIONS | RADIOS (Portable/Handheld) | Clip, Carry, Universal, APX7000 XE | Motorola | PMLN6102A | CA-0122.05 | 86 | each
COMMUNICATIONS | RADIOS (Portable/Handheld) | Holster, Carry Case, APX | Motorola | NNTN8113A | CA-0122.06 | 86 | each
COMMUNICATIONS | RADIOS (Portable/Handheld) | Radio, Handheld R1 UHF 380-470 MHz & 700/800MHz (Flashcode to meet MERS requirments)The above associated items CA-0108.01-.07 are alotted for and compatible with this item. | Motorola | APX 7000 XE | CA-0123.00 | 4 | each
COMMUNICATIONS | RADIOS (XTVA) | Transportable Astro XTVA containing the following: APX Vehicular Adapter(XTVA), Speaker, Hand Held Control Head (HHCH), Auto-Switching 120/240 VAC Power Supply, APX RF Adapter, RF Adapter Installation Wrench, RF Power Amplifier, Audio Ports for Headsets and Tape Recorders. To include magnetic mount antenna base & 1 each, VHF, UHF, and 800 MHz antennas) | Motorola | P2061(B)=UHF R1 Amplifier | CA-0125.00 | 1 | each
COMMUNICATIONS | CHARGING UNITS | Charging Units | Manufacturer/ Vendor - Meet or Exceed This Quality | Model / Part #(s) Meet or Exceed This Quality | CB-0000.00 | ARM QTY | Unit of Issue | Haz-Dec Possible
COMMUNICATIONS | CHARGING UNITS | Charger, Impres multi-gang w/displays, 110 volts AC, rapid rate charging, XTS | Motorola | WPLN4130A | CB-0101.00 | 4 | each
COMMUNICATIONS | CHARGING UNITS | Charger, 12VDC, Deep Cycle Battery | Deltran / Battery Tender | 022-0157-1 | CB-0102.00 | 2 | each
COMMUNICATIONS | CHARGING UNITS | Charger, Impres Single Unit Charger, 110 volts AC, rapid rate charging, XTS | Motorola | WPLN4111AR | CB-0103.00 | 14 | each
COMMUNICATIONS | CHARGING UNITS | Adapter, Insert, Single Unit Charger for APX | Motorola | NNTN7687A | CB-0104.00 | 10 | each
COMMUNICATIONS | CHARGING UNITS | Adapter, Insert, Multi Unit Charger for APX 6/pkg | Motorola | NNTN7686A | CB-0105.00 | 4 | each
COMMUNICATIONS | SAT/TEL COMM | Satellite and Telephone Communications | Manufacturer/ Vendor - Meet or Exceed This Quality | Model / Part #(s) Meet or Exceed This Quality | CC-0000.00 | ARM QTY | Unit of Issue | Haz-Dec Possible
COMMUNICATIONS | SAT/TEL COMM | Telephone, transportable satellite system (MSAT/SMART talk group compatible) with data, dispatch capability, PTT microphone, with extension and Amplified Speaker. AC/DC power supply, battery, antenna extension coax cable(s) and magnetic mounts for dome antenna. | KR Nida | TM-MSATG2-US&R or GK-MSATG2-US&R or current generation/model/compatible | CC-0103.00 | 5 | each
COMMUNICATIONS | SAT/TEL COMM | LMR to LightSquaredTM MSAT-G2 Mobile Satellite Radio Interface Assembly, Environmental Connectors, (RJ45 interface cable P/N 179.0045 included) Eliminates double PTT.w/ case TO INCLUDE Cables for XTS, XTL, APX, Portable and Mobile | ICRI | 500.7580 | CC-0103.01 | 6 | each
COMMUNICATIONS | SAT/TEL COMM | B-GAN US&R Complete KIT-See inidividual contents below. | Mackay | Mackay Tactical-US&R-MECK-H | CC-0104.00 | 2 | each
COMMUNICATIONS | SAT/TEL COMM | Portable Broadband Global Area Network (BGAN) global Satellite Internet Network with telephony terminal. To include, AC/DC power supply, battery, Remote antenna, antenna extension cable | Cobham | Explorer 710 | CC-0104.01 | 2 | each
COMMUNICATIONS | SAT/TEL COMM | SIM CARD, PRE PAID Explorer 710 (500) Units pre paid to expire in 2 years from date of activation. Post Paid option available per your agency/contract requirements | Mackay | M710SIM-ICC-ID 898709911412518465-898709911412518564 US&R Specific SIM ID's | CC-0104.02 | 2 | each
COMMUNICATIONS | SAT/TEL COMM | Battery, Lithium Ion, for EXPLORER 710 (Spare) | COBHAM | 403686G | CC-0104.03 | 2 | each | Y
COMMUNICATIONS | SAT/TEL COMM | Charger, Car, Cable for EXPLORER 300/500/700/710 | COBHAM | 403650A-009 | CC-0104.04 | 2 | each
COMMUNICATIONS | SAT/TEL COMM | DC Power battery Alligator Clips | Bell | Grainger 1EYV3 | CC-0104.05 | 2 | each
COMMUNICATIONS | SAT/TEL COMM | Antenna cable - 8 meter RG223/U TNC MALE/TNC MALE | COBHAM | 403722A-941 | CC-0104.07 | 2 | each
COMMUNICATIONS | SAT/TEL COMM | Antenna cable - 14 meter RG223/U TNC MALE/TNC MALE | COBHAM | 403722A-943 | CC-0104.08 | 2 | each
COMMUNICATIONS | SAT/TEL COMM | SOLAR PANEL Folding (40 Watt Min) | Nature Power | 55040 | CC-0104.09 | 2 | each
COMMUNICATIONS | SAT/TEL COMM | Antenna Pole Mount Kit | COBHAM | 403650A-921 | CC-0104.10 | 2 | each
COMMUNICATIONS | SAT/TEL COMM | Phone, POTS | AT&T | Slimlink 1100BK | CC-0104.11 | 2 | each
COMMUNICATIONS | SAT/TEL COMM | Cable, Phone, 100 ft RJ-11 | item-IM1CL4566 model BL-324-100WH | Staples | CC-0104.12 | 2 | each
COMMUNICATIONS | SAT/TEL COMM | Phone, 25ft Coiled extension cord | Item-209554 model: JAS76139, Black | Staples | CC-0104.13 | 2 | each
COMMUNICATIONS | SAT/TEL COMM | RF Connector, Double Female TNC Barrel, | RF Parts | RFT1225 | CC-0104.14 | 2 | each
COMMUNICATIONS | SAT/TEL COMM | RF Connector, Reverse Polarity SMA Male to SMA Female Adapter | RF Parts | 1535 | CC-0104.15 | 2 | each
COMMUNICATIONS | SAT/TEL COMM | RF Connector, Reverse Polarity SMA Male to TNC Female Adapter | RF Parts | 1529 | CC-0104.16 | 2 | each
COMMUNICATIONS | SAT/TEL COMM | RF Connector, Right Angle TNC Male to Type N Female Adapter | RF Parts | RFT1234-11 | CC-0104.17 | 4 | each
COMMUNICATIONS | SAT/TEL COMM | RF Connector, TNC Female to N Female Adapter | RF Parts | RFT1239 | CC-0104.18 | 4 | each
COMMUNICATIONS | SAT/TEL COMM | RF Connector, N Female to TNC Male Adapter, | RF Parts | RFT242131 | CC-0104.19 | 4 | each
COMMUNICATIONS | SAT/TEL COMM | RF Jumper, 2ft 400 Series Antenna Cable N to Reverse Polarity SMA Male | L-Com | CA-NMRSPH002 | CC-0104.20 | 4 | each
COMMUNICATIONS | SAT/TEL COMM | Cable, USB 3.0 "A" Male to "A" Female Extension 10ft | Tripp-Lite | U324-010 | CC-0104.21 | 2 | each
COMMUNICATIONS | SAT/TEL COMM | Antenna, Wifi 2.4GHz 10dBi RP-SMA WiFi Booster | Monoprice | 8748 | CC-0104.22 | 2 | each
COMMUNICATIONS | SAT/TEL COMM | Cable, 20ft Reverse Polarity SMA Extension Coaxial Cable (RG174/U) | L-Com | CC-174RP | CC-0104.23 | 2 | each
COMMUNICATIONS | SAT/TEL COMM | Zipper Pouches, 3 pack | CLC | CLC1100 | CC-0104.24 | 2 | each
COMMUNICATIONS | SAT/TEL COMM | Soft Bag/Protector for 710 | COBHAM | Condor 145 3-way soft case | CC-0104.25 | 2 | each
COMMUNICATIONS | SAT/TEL COMM | Storage Case | Pelican | Pelican 1560 Storm Case with 1569 Lid Organizer- | CC-0104.26 | 2 | each
COMMUNICATIONS | SAT/TEL COMM | Cable, Charging for EXPLORE 710 spare battery | COBHAM | 403720B-010 | CC-0104.27 | 2 | each
COMMUNICATIONS | SAT/TEL COMM | Cellular, Telephone. SMART phone Windows, Android, or IOS w Ruggedized Carrying case, spare battery (where applicable), battery charger, cigar lighter adapter with renewable yearly service (Provider and model determined by task force purchasing guidelines) | Per Sponsoring agency contracts |  | CC-0105.00 | 3 | each
COMMUNICATIONS | SAT/TEL COMM | Telephone instruments, POTS, pulse/DTMF capable with modular phone cords and connectors, 2 line if available. Speaker phone capable (FOR ON SITE COMMUNICATIONS WHEN DIAL TONE IS AVAILABLE) | AT&T | 983 | CC-0107.00 | 3 | each
COMMUNICATIONS | SAT/TEL COMM | Cellular Data, MiFi with renewable yearly service (Hot Spot) | Per Sponsoring agency contracts |  | CC-0108.00 | 4 | each
COMMUNICATIONS | SAT/TEL COMM | Satellite Television Dish (HDTV) w/ service contract | Dish or Direct TV |  | CC-0109.00 | 1 | each
COMMUNICATIONS | SAT/TEL COMM | TR-6018 dish and tripod kit includes everything you need to get set up. DS-4248 18" satellite antenna is capable of receiving DISH Network standard definition programming on satellites 110° and 119°, as well as DIRECTV standard definition programming on satellite 101°. | Winegard | TR-6018 | CC-0109.01 | 1 | each
COMMUNICATIONS | SAT/TEL COMM | Satellite Internet System, 1.2m TOUGHSAT XP iDirect Mobile Satellite System with Controller and listed accessories Minimum performance requirments of 20MBPS DOWNLOAD/5MBPS UPLOAD, Maximum of 10-1 contention ratio. System shall have (2) dedicated VOIP phone lines with CIR. (INCLUDES ALL ITEMS CC-0111.01-.13) | Ground Control Systems | Toughsat XP/Dual Matrix Sat Antenna Control Unit TS2 | CC-0111.00 | 1 | each
COMMUNICATIONS | SAT/TEL COMM | Toughsat Flyaway Case Custom Two-Wheel Dolly | Ground Control Systems | Ground Control Systems | CC-0111.01 | 1 | each
COMMUNICATIONS | SAT/TEL COMM | NJRC NJT5118F Standard 8W Ku-Band Block Upconverter (Required for 20Mbps down/5Mbps Up) | Ground Control Systems | NJT511F | CC-0111.02 | 1 | each
COMMUNICATIONS | SAT/TEL COMM | Norsat 4506A Ku-Band DRO LNB | Ground Control Systems |  | CC-0111.03 | 1 | each
COMMUNICATIONS | SAT/TEL COMM | iDirect Evoloution X7 Remote Satellite Router (Required for 20Mbps down/5Mbps Up) | Ground Control Systems |  | CC-0111.04 | 1 | each
COMMUNICATIONS | SAT/TEL COMM | Toughsat Flyaway 3 Piece System. Includes Customized Case for MSS, Soft Case Reflector Bag and 8U Ruggedized Controller/Modem Rack | Ground Control Systems |  | CC-0111.05 | 1 | each
COMMUNICATIONS | SAT/TEL COMM | Toolless/Quick Release Mounting for Reflector | Ground Control Systems |  | CC-0111.06 | 1 | each
COMMUNICATIONS | SAT/TEL COMM | Toughsat Fly and Drive System: Includes Fly and Drive Brackets, Leveling Feet and Storage Bag | Ground Control Systems |  | CC-0111.07 | 1 | each
COMMUNICATIONS | SAT/TEL COMM | VoIP Adapter - 2 port analog (ATA) w/2 activated lines | Cisco | SPA112 | CC-0111.08 | 1 | each
COMMUNICATIONS | SAT/TEL COMM | Toughsat Flyaway Case Side Junction Cable Bracket | Ground Control Systems |  | CC-0111.09 | 1 | each
COMMUNICATIONS | SAT/TEL COMM | Power Conditioner | Furman | M-8X2 | CC-0111.10 | 1 | each
COMMUNICATIONS | SAT/TEL COMM | Uninterrupted Power Supply (UPS) Rack Mounted 280W/450VA 120V 1U Rack Mount UPS System | APC | APC SMART-UPS SC450RM1U | CC-0111.11 | 1 | each
COMMUNICATIONS | SAT/TEL COMM | Satellite Angle Finder w/Magnet Base | Perfect Vision | PVAF701M | CC-0111.12 | 1 | each
COMMUNICATIONS | SAT/TEL COMM | Dish, 1.2 Meter, 3 Piece Flyaway Dish with Bag | Ground Control Systems |  | CC-0111.13 | 1 | each
COMMUNICATIONS | SAT/TEL COMM | Satellite, Phone, Iridium Extreme 9575 Satellite Phone. To include, Extreme 9575 Satellte Phone, Li-Ion Battery, Magnetic Vehicle Mount w/ 1.5M Cable, AC & DC Charger, data cable/power adapter, Power/Antenna Adapter, Hands-free headset, Leather Case, Users Manual, Data CD | Iridium 9575 | Mackay Tactical-US&R-9575-H | CC-0112.00 | 4 | each
COMMUNICATIONS | SAT/TEL COMM | SIM CARD, Iridium - Prepaid 12 month (Includes 500 Minutes) Post Paid option available per your agency/contract requirements | Mackay | M9575SIM-SN-267094-267143 US&R Specific SIM ID's | CC-0112.01 | 4 | each
COMMUNICATIONS | SAT/TEL COMM | Battery, Lithium Ion for Iridium 9575 (Spare) | Iridium | 2AC9575BATTERY | CC-0112.02 | 4 | each | Y
COMMUNICATIONS | SAT/TEL COMM | Antenna, Iridium Fixed Mast w/50ft Low loss coax with Male "TNC" connector both ends | Aeroflex | AT1621-73W | CC-0112.04 | 4 | each
COMMUNICATIONS | SAT/TEL COMM | Storage Case | Storm Case | 2100 | CC-0112.05 | 4 | each
COMMUNICATIONS | SAT/TEL COMM | Docking Station, Iridium, for vehicle or base operations w accs & Carry Case | KR Nida | KR4380 Kit | CC-0112.06 | 4 | each
COMMUNICATIONS | SAT/TEL COMM | Solar Panel folding (7 Watt Min) | Goalzero | Nomad7SolarPanel | CC-0112.07 | 4 | each
COMMUNICATIONS | SAT/TEL COMM | Charger, Battery, Iridium 9575 4-Bay w/DC Cigarette charger | SatStation | IRID-4BAY-SET | CC-0112.08 | 1 | each
COMMUNICATIONS | REPEATERS | Repeaters | Manufacturer/ Vendor - Meet or Exceed This Quality | Model / Part #(s) Meet or Exceed This Quality | CD-0000.00 | ARM QTY | Unit of Issue | Haz-Dec Possible
COMMUNICATIONS | REPEATERS | Repeater, UHF/FM Programmable, Meets APCO P25 standard, Digital, Narrow Band, UHF, 402-420 MHz, Project 25 DES analog encryption capable, Project 25 OFB digital capable, With antenna feed line, portable (50 lbs. maximum weight) | Motorola | PDR 3500 | CD-0101.00 | 2 | each
COMMUNICATIONS | REPEATERS | V.34 Modem | Motorola | 6209540000010 | CD-0101.01 | 2 | each
COMMUNICATIONS | REPEATERS | V.34 Modem Breakout (CONN,ADPTR,DB25,RJ45,M,M,DB25M TO D) | Motorola | 5885774E01 | CD-0101.02 | 2 | each
COMMUNICATIONS | REPEATERS | V.24 interface card | Motorola | CLN1185A/Q505 | CD-0101.03 | 2 | each
COMMUNICATIONS | REPEATERS | Module, FRU 4 Wireline card | Motorola | CLN1295A/Q502 | CD-0101.04 | 2 | each
COMMUNICATIONS | REPEATERS | Plastic card guide (2 each per wireline card) | Motorola | 4685799C01 | CD-0101.05 | 2 | each
COMMUNICATIONS | REPEATERS | Metal Bracket (Dog House) | Motorola | 7851780 | CD-0101.06 | 2 | each
COMMUNICATIONS | REPEATERS | RJ45 Connector | Motorola | 0904347X01 | CD-0101.07 | 2 | each
COMMUNICATIONS | REPEATERS | Machine Screws 6-32 thread / 3/8” length PHILLIPS PAN HEAD Black Oxide (Secures Dog House to Repeater chasis) | Fastenal | 0148801 | CD-0101.08 | 2 | each
COMMUNICATIONS | REPEATERS | Cable, Wireline | Motorola | 3085859D02 | CD-0101.09 | 2 | each
COMMUNICATIONS | REPEATERS | Antenna, directional, (Yagi) , 406-440 MHz 3 element 6.5dB gain | PCTEL/MAXRAD | BMOY4063 | CD-0102.00 | 6 | each
COMMUNICATIONS | REPEATERS | Antenna, 3-9dB gain, Omni-directional, 406-420 MHz Note: MUST Specify Appropriate Hardware Mounting kit when ordering | Laird | FG4065 | CD-0103.00 | 6 | each
COMMUNICATIONS | REPEATERS | Mast, 11 Meter/35ft AL2 Standard System with antenna guy kits (non metallic guys) Pipe Mount Adapter, 4 Universal Pole Mounts, 2 - 36 Inch Arms, 2 - 24 Inch Arms, 3 - 12 Inch Arms, 2 - Omni Bracket, 6 - Mag Mounts, Thrane Explorer 325/G2 Mount, HF Pulley Kit, Lift Handles and Telescoping Tripod Struts. (For BoO Operations) (NOTE: 4 Masts will be supported, if you do not have 4 Bluesky Masts you are NOT authorized to purchase 4. Purchase up to 2 of item CD-0114.00) | BLUESKY MAST | BSM2-M-M211-AL2-SAR | CD-0104.00 | 2 | each
COMMUNICATIONS | REPEATERS | Antenna, directional (Yagi), 406-440 MHz 5 Element 9dB gain | PCTEL/MAXRAD | BMOY4065 | CD-0105.00 | 1 | each
COMMUNICATIONS | REPEATERS | Duplexers, tuned to current FEMA US&R channel plan B2, B5, B8, B11, B14, XX (DO NOT BUY SINCLAIRE as a replacement) | RFS | 633-6A-5N | CD-0106.00 | 6 | each
COMMUNICATIONS | REPEATERS | Monitor, Service, Radio, with Spectrum analyzer and tracking generator, APCO 25 project compatible | Aeroflex | 3920 | CD-0112.00 | 1 | each
COMMUNICATIONS | REPEATERS | Antenna, Unity Omni-directional, 406-470 | RFS - 406-470 | BA6110-1 | CD-0113.00 | 2 | each
COMMUNICATIONS | ACCESSORIES | Accessories | Manufacturer/ Vendor - Meet or Exceed This Quality | Model / Part #(s) Meet or Exceed This Quality | CE-0000.00 | ARM QTY | Unit of Issue | Haz-Dec Possible
COMMUNICATIONS | ACCESSORIES | Antenna, mobile, magnetic mount, NMO with BNC connector | Larson | NMOMMRBNC | CE-0101.00 | 5 | each
COMMUNICATIONS | ACCESSORIES | Antennas, flexible, rubber, 403-520 MHz, (spares for UHF, XTS5000 portables). NOT TO BE USED WITH APX PORTABLE | Motorola | 8505241U05 | CE-0102.00 | 8 | each
COMMUNICATIONS | ACCESSORIES | Cable, coaxial , 50' lengths, with connectors (50 ohm low loss cable) (LMR 400 Ultraflex Type "N - male" connectors heatshrinked) | Per TF Supplier | LMR400uf | CE-0103.00 | 10 | each
COMMUNICATIONS | ACCESSORIES | Head sets, with noise-canceling microphones and radio interface cable (XTS) or (APX) | Motorola | XTS: PMLN5278B APX: PMLN6852 | CE-0105.00 | 4 | each
COMMUNICATIONS | ACCESSORIES | Multimeter, (volts, ohms, amps) digital, with probes | Fluke | 117 | CE-0106.00 | 2 | each
COMMUNICATIONS | ACCESSORIES | Scanner, programmable, all band, P25 with trunking, programming cable and software. 12 VDC/110 VAC capability | Uniden | 996P2 or current | CE-0108.00 | 1 | each
COMMUNICATIONS | ACCESSORIES | Software, Scanner | Butel | ARC XT Pro or Current for CE-0108.00 | CE-0108.01 | 1 | each
COMMUNICATIONS | ACCESSORIES | USB Scanner Radio Cable/interface | Uniden | BWZG1666001 | CE-0108.02 | 1 | each
COMMUNICATIONS | ACCESSORIES | Speaker, External | Uniden | BC23A | CE-0108.03 | 1 | each
COMMUNICATIONS | ACCESSORIES | Antenna, Scanner NMO Antenna | Austin Antenna | Spectra | CE-0108.04 | 1 | each
COMMUNICATIONS | ACCESSORIES | Magnet Mount, NMO w/BNC Male connector installed | Larsen | NMOMMRBNC | CE-0108.05 | 1 | each
COMMUNICATIONS | ACCESSORIES | Microphone, Speaker, XTS 5000 | Motorola | PMMN4051B | CE-0109.00 | 86 | each
COMMUNICATIONS | ACCESSORIES | Radio, multi-switcher and peripherals, with mic, speaker & associated cables to interface with applicable devices | New Communications Solutions |  | CE-0110.00 | 1 | each
COMMUNICATIONS | ACCESSORIES | Ear phone ear pieces, disposable (one per TF member for hygiene) | Otto | C800947 | CE-0111.00 | 10 | each
COMMUNICATIONS | ACCESSORIES | Television/Monitor 19-32", Digital Ready to include all neccessary cabling ie:HDMI, Video, AV input, SVGA, etc. | HP, Sony, Panasonic, Vizio, etc. or Equivalent |  | CE-0112.00 | 1 | each
COMMUNICATIONS | ACCESSORIES | Antenna, TV w/coax cable | Winegard | HA0130 | CE-0112.01 | 1 | each
COMMUNICATIONS | ACCESSORIES | Harness, Radio, Chest (For APX) | Wolfpack | PJR-HR-3112 | CE-0113.00 | 70 | each
COMMUNICATIONS | ACCESSORIES | Bag, Waterproof, portable radios | Motorola | HLN9985B | CE-0114.00 | 34 | each
COMMUNICATIONS | ACCESSORIES | Ear phone, portable radio, Personal use, expendable ear piece | Otto | V1-10173 Black | CE-0115.00 | 40 | each
COMMUNICATIONS | ACCESSORIES | Kit, Programming, Radio, to include ALL software, hardware and accessories to program all cache communications equipment, including parts listed below | Motorola |  | CE-0116.00 | 2 | each
COMMUNICATIONS | ACCESSORIES | Cable, Programming, PDR 3500 | Motorola | 3080369E32 | CE-0116.01 | 2 | each
COMMUNICATIONS | ACCESSORIES | Cable, Programming, APX Portable | Motorola | PMKN4012B | CE-0116.02 | 2 | each
COMMUNICATIONS | ACCESSORIES | Cable, Programming, USB, XTL 5000 or APX (05 GCAI Control Head) | Motorola | HKN6184C | CE-0116.03 | 2 | each
COMMUNICATIONS | ACCESSORIES | Adapter, Antenna, APX7000 Portable to BNC | Motorola | 5880384G68 | CE-0117.00 | 5 | each
COMMUNICATIONS | ACCESSORIES | Power Supply | Alinco/Powerwerx Equivalent | DM330FX | CE-0118.00 | 1 | each
COMMUNICATIONS | ACCESSORIES | Antenna, Base Station VHF 118-174MHz | RFS Celwave | BA1012-0 | CE-0119.00 | 1 | each
COMMUNICATIONS | ACCESSORIES | Antenna, Magnet Mount, VHF, 140-174MHz | Motorola | RAD4000AMB | CE-0120.00 | 1 | each
COMMUNICATIONS | ACCESSORIES | SAR CRK Search And Rescue Communications Response Kit in Olive Green Pelican 1690 Case, and associated cables and accessories to interface with applicable peripherals. TO INCLUDE ITEMS BELOW. | ICRI | 500.9392 | CE-0121.00 | 1 | each
COMMUNICATIONS | ACCESSORIES | ICRI Interface, ICRI-E 5 radio I/O ports + 1 H250/350 Handset I/O port + 1 Telephone I/O port, in environmental case with environmental connectors. (includes audio buffer delays and integrated "AA" battery holder). TWO TALK GROUP, w/ Orange Pelican Case. | ICRI | 500.9285 | CE-0121.01 | 1 | each
COMMUNICATIONS | ACCESSORIES | Adapter, Power Supply, 115V AC (in-line switching power supply) | ICRI | 320.0446 | CE-0121.02 | 1 | each
COMMUNICATIONS | ACCESSORIES | Cable, Extension, universal, 250’ with reel and radio “holder” (used in conjunction with any radio interface cable) - with environmental U229 connectors | ICRI | 179.6214 | CE-0121.03 | 4 | each
COMMUNICATIONS | ACCESSORIES | Handset, H250 | ICRI | 280.0127 | CE-0121.04 | 1 | each
COMMUNICATIONS | ACCESSORIES | Reverse Gender Kit (1 Male to Male, 1 Female to Female) | ICRI | 179.6223 | CE-0121.05 | 1 | each
COMMUNICATIONS | ACCESSORIES | Cable, Interface, MOTOROLA™ PR 1500, MT-2000, JT-1000, HT-1000, MTS-2000, MTX-6000, MTX-838, MTX-8000, XTS-3000, XTS-5000, XTS-1500, XTS-2500 and EF Johnson 5100 radio interface cable with environmental connector | ICRI | 179.0614 | CE-0121.07 | 2 | each
COMMUNICATIONS | ACCESSORIES | Cable, Interface, MOTOROLA™ Moto-Turbo XPR 6300/6350/6500/6550, APX 6000/7000 Multi-Band Portable radio interface cable with environmental connector | ICRI | 179.6551 | CE-0121.08 | 2 | each
COMMUNICATIONS | ACCESSORIES | Adapter, Compatible aircraft portable to match cache list item | ICRI | 179.9621SPC | CE-0121.09 | 1 | each
COMMUNICATIONS | ACCESSORIES | Adapter, Power DC Power Cable Kit ( two cable kit)- 2 Pin Environmental Connector to Battery Clips and 2 Pin Environmental Connector to Cigarette Lighter | ICRI | 179.0782 | CE-0121.10 | 1 | each
COMMUNICATIONS | ACCESSORIES | Cable, Interface, Motorola XTL5000 Mobile Cable with ignition sense lead & external speaker leads | ICRI | 179.0939 | CE-0121.11 | 2 | each
COMMUNICATIONS | ACCESSORIES | Cable, Interface, Aircraft portable (Icom A3/A6) | ICRI | 179.0829 | CE-0121.12 | 1 | each
COMMUNICATIONS | ACCESSORIES | Cable, Interface, Motorola APX 7500 (Low & Mid power) Mobile Cable with ignition sense lead & external speaker leads | ICRI | 179.0934 | CE-0121.13 | 2 | each
COMMUNICATIONS | ACCESSORIES | Phone "patch" kit including 1 each RJ22 adapter for BGAN 710 and land-line telephones, 1 each RJ22-to-2.5mm plug for Iridium 9505, 1 each RJ-22-to-3.5mm plug for cell phones, | ICRI | 500.9394 | CE-0121.14 | 1 | each
COMMUNICATIONS | BATTERIES | Batteries | Manufacturer/ Vendor - Meet or Exceed This Quality | Model / Part #(s) Meet or Exceed This Quality | CF-0000.00 | ARM QTY | Unit of Issue | Haz-Dec Possible
COMMUNICATIONS | BATTERIES | Battery pack, Alkaline, UHF, disposable (clamshell or battery pack) | Motorola | NTN9183 (Orange) | CF-0101.00 | 25 | each
COMMUNICATIONS | BATTERIES | Battery, rechargeable, for UHF radios, highest capacity, NiMH, Li-Ion (For XTS Series Radios) | Motorola | NNT4437B | CF-0102.00 | 140 | each | Y
COMMUNICATIONS | BATTERIES | Battery, 12VDC deep cycle, non spillable, for repeaters, base station and mobile radios (With threaded Terminals) (Threaded Terminals are needed) If studs are not threaded a Post-to-Thread adapter will be needed. | Optima or Equivilant | D31T | CF-0105.00 | 2 | each
COMMUNICATIONS | BATTERIES | Deep Cycle Battery Box | Atwood Marine | F27 | CF-0105.01 | 2 | each
COMMUNICATIONS | BATTERIES | Deep Cycle Battery Series/Parallel Cables (RED) | Sierra Marine | BC88523 | CF-0105.02 | 2 | each
COMMUNICATIONS | BATTERIES | Deep Cycle Battery Series/Parallel Cables (BLACK) | Sierra Marine | BC88533 | CF-0105.03 | 2 | each
COMMUNICATIONS | BATTERIES | Wing Nut 3/8" -16 | TF Supplier |  | CF-0105.04 | 4 | each
COMMUNICATIONS | BATTERIES | Kit, battery maintenance, conditioner and adaptors, TO INCLUDE CUPS FOR ALL CURRENT CACHE RECHARGABLE BATTERIES | Cadex | C7000 | CF-0106.00 | 1 | each
COMMUNICATIONS | BATTERIES | Motorola Impres Battery Reader Kit (with cable, software, for XTS, APX) | Motorola | NNTN7392A | CF-0107.00 | 1 | each
COMMUNICATIONS | POWER SOURCES | Power Sources | Manufacturer/ Vendor - Meet or Exceed This Quality | Model / Part #(s) Meet or Exceed This Quality | CG-0000.00 | ARM QTY | Unit of Issue | Haz-Dec Possible
COMMUNICATIONS | POWER SOURCES | Uninterrupted Power Source (UPS) / Conditioner, Electric Power | APC | BX1000G | CG-0101.00 | 4 | each
COMMUNICATIONS | POWER SOURCES | Generator, Portable, Lightweight, 2000 Watts (NOTE: Higher powered repeaters may require the service of a small generator to provide sufficient replenishment power.) | Honda | EU2000i | CG-0102.00 | 3 | each | Y
COMMUNICATIONS | POWER SOURCES | Tank, Fuel, Extended Run | Hapco | EU2000R | CG-0102.03 | 3 | each | Y
COMMUNICATIONS | POWER SOURCES | Theft Resistant Handle | Honda | B003YM950C | CG-0102.04 | 3 | each
COMMUNICATIONS | POWER SOURCES | Parrallel Cable Kit | Honda | 08E93-HPK123HI | CG-0102.05 | 3 | each
COMMUNICATIONS | POWER SOURCES | Charging Cord, DC | Honda | HON-32660-894-BCX12H | CG-0102.06 | 3 | each
COMMUNICATIONS | POWER SOURCES | Inverter, power, DC/AC (800 watt) | Westward | 1YAY6 | CG-0103.00 | 1 | each
COMMUNICATIONS | POWER SOURCES | Power strip, surge protector, 6 outlet with surge protection | Wiremold | PR610N | CG-0104.00 | 6 | each
COMMUNICATIONS | POWER SOURCES | Cord, extension, 50 foot, 12 AWG (3 prong, Household type) | Coleman Cable | 1688 | CG-0105.00 | 5 | each
COMMUNICATIONS | SMALL TOOLS | Small Tools | Manufacturer/ Vendor - Meet or Exceed This Quality | Model / Part #(s) Meet or Exceed This Quality | CH-0000.00 | ARM QTY | Unit of Issue | Haz-Dec Possible
COMMUNICATIONS | SMALL TOOLS | Clip, alligator, assorted kit | MCM Electronics | 21-3315 | CH-0101.00 | 2 | each
COMMUNICATIONS | SMALL TOOLS | Leads, Test, Universal, Kit | MCM Electronics | 21-550 | CH-0101.01 | 1 | each
COMMUNICATIONS | SMALL TOOLS | Connector Kit, assortment of solderless connectors with crimping pliers | GB Electrical | GK-35 | CH-0102.00 | 1 | each
COMMUNICATIONS | SMALL TOOLS | Cutter, diagonal | Cooper Tools | 5427N | CH-0103.00 | 1 | each
COMMUNICATIONS | SMALL TOOLS | Glue Gun, Hot, | Arrow | TR400 | CH-0105.00 | 1 | each
COMMUNICATIONS | SMALL TOOLS | Sticks, Glue Gun, Hot | Arrow | BAP5-4 | CH-0105.01 | 1 | each
COMMUNICATIONS | SMALL TOOLS | Knife, Lineman's | Klein | 1570-3 | CH-0106.00 | 2 | each
COMMUNICATIONS | SMALL TOOLS | Tool, Electronic, Repair kit, with case or equivilant | Jensen | JTK-2001S | CH-0107.00 | 1 | each
COMMUNICATIONS | SMALL TOOLS | Pliers, Groove Joint, 12" | Channel Lock | 440 | CH-0108.00 | 2 | each
COMMUNICATIONS | SMALL TOOLS | Pliers, Lineman's, insulated | Channel Lock | 347 | CH-0109.00 | 2 | each
COMMUNICATIONS | SMALL TOOLS | Screw drivers, assorted | Craftsman | 31798 | CH-0110.00 | 1 | each
COMMUNICATIONS | SMALL TOOLS | Tape, electricians, roll assorted Colors, (9 assorted colors) | Scotch | Scotch 35 | CH-0111.00 | 9 | each
COMMUNICATIONS | SMALL TOOLS | Tool box | Westward | 2H172 | CH-0113.00 | 1 | each
COMMUNICATIONS | SMALL TOOLS | Wire, Roll, 10 AWG Twin Lead/ Red & Black at 25' | Powerwerx | Wire-RB-10-25 | CH-0114.00 | 1 | roll
COMMUNICATIONS | SMALL TOOLS | Wire, Roll 12 AWG Twin Lead/ Red & Black at 25' | Powerwerx | Wire-RB-12-25 | CH-0114.01 | 1 | roll
COMMUNICATIONS | SMALL TOOLS | Wire, Roll 14 AWG Twin Lead/ Red & Black | Powerwerx | Wire-RB-14-25 | CH-0114.02 | 1 | roll
COMMUNICATIONS | SMALL TOOLS | Wire, Roll 16 AWG Twin Lead/ Red & Black | Powerwerx | Wire-RB-16-50 | CH-0114.03 | 1 | roll
COMMUNICATIONS | SMALL TOOLS | Wire, Roll 18 AWG Twin Lead/ Red & Black | Powerwerx | Wire-RB-18-50 | CH-0114.04 | 1 | roll
COMMUNICATIONS | SMALL TOOLS | Wire, Roll 20 AWG (Assorted colors) | MCM Electronics | 24-14686 | CH-0114.05 | 1 | roll
COMMUNICATIONS | SMALL TOOLS | Wrenches, metric, combination, 6-19mm, set | Craftsman | 36A205 | CH-0116.00 | 1 | each
COMMUNICATIONS | SMALL TOOLS | Wrenches, standard, combination, 1/4 - 1", set | Craftsman | 4PL86 | CH-0117.00 | 1 | each
COMMUNICATIONS | SMALL TOOLS | Telephone Lineman's set, amplified, data safe | Fluke | 50801-001 | CH-0118.00 | 1 | each
COMMUNICATIONS | SMALL TOOLS | Punch-down tool, for 66 and 110 blocks | Grainger | 5VYD1 | CH-0119.00 | 1 | each
COMMUNICATIONS | SMALL TOOLS | Telephone Lineman's nut driver tool (can wrench) | Grainger | 5VYD6 | CH-0120.00 | 1 | each
COMMUNICATIONS | SMALL TOOLS | Adapter kit, RF Standard | RF Industries | RFA-4024 | CH-0121.00 | 2 | each
COMMUNICATIONS | SMALL TOOLS | Frequency counter, portable with charger, w/Case | Optoelectronics | Meter # M1 | CH-0123.00 | 1 | each
COMMUNICATIONS | SMALL TOOLS | Antenna, Frequency Counter | Optoelectronics | Antenna # 92DB32000 | CH-0123.01 | 1 | each
COMMUNICATIONS | SMALL TOOLS | Wattmeter, universal type, 5-100 watts | Bird | 43 | CH-0124.00 | 1 | each
COMMUNICATIONS | SMALL TOOLS | Case, Pelican Hard carry case for the Bird 43 series and all Thruline watt meters. Holds 5 elements or 7 elements with insert removed | Bird | CC-6 | CH-0124.01 | 1 | each
COMMUNICATIONS | SMALL TOOLS | BIRD VSWR/POWER CHART | Bird | 4400-012 | CH-0124.02 | 1 | each
COMMUNICATIONS | SMALL TOOLS | Element for Bird 43 2-30MHz 100 Watt | Bird | 100H | CH-0124.03 | 1 | each
COMMUNICATIONS | SMALL TOOLS | Element for Bird 43 25-60mhz 100 Watt | Bird | 100A | CH-0124.04 | 1 | each
COMMUNICATIONS | SMALL TOOLS | Element for Bird 43 100-250MHz 100 Watt | Bird | 100C | CH-0124.05 | 1 | each
COMMUNICATIONS | SMALL TOOLS | Element for Bird 43 400-1000MHz, 500 Watt | Bird | 500E | CH-0124.06 | 1 | each
COMMUNICATIONS | SMALL TOOLS | Element for Bird 43 100-250MHz, 5 Watt | Bird | 5C | CH-0124.07 | 1 | each
COMMUNICATIONS | SMALL TOOLS | Element for Bird 43 400-1000MHz, 5 Watt | Bird | 5E | CH-0124.08 | 1 | each
COMMUNICATIONS | SMALL TOOLS | Fuse kit, assortment of fuses (type AGC) | Tessco | 397604 | CH-0125.00 | 1 | each
COMMUNICATIONS | SMALL TOOLS | Fuse kit, assortment of fuses (type ATO) | SmartGlow ATO | 10-1008 | CH-0126.00 | 1 | each
COMMUNICATIONS | SMALL TOOLS | Gun, Heat | Milwaukee | 8985 | CH-0127.00 | 1 | each
COMMUNICATIONS | SMALL TOOLS | Tubing, Heat shrink, assortment, kit | Thomas & Betts | HSKIT | CH-0128.00 | 1 | each
COMMUNICATIONS | SMALL TOOLS | Tool, Crimping, w/ TO INCLUDE | RF Industries | RFA-4005-520 | CH-0129.00 | 1 | each
COMMUNICATIONS | SMALL TOOLS | Crimp Connector BNC Male | (To Match Cable(s) in cache) |  | CH-0129.01 | 20 | each
COMMUNICATIONS | SMALL TOOLS | Crimp Connector TNC Male | (To Match Cable(s) in cache) |  | CH-0129.02 | 20 | each
COMMUNICATIONS | SMALL TOOLS | Crimp Connector Mini UHF | (To Match Cable(s) in cache) |  | CH-0129.03 | 20 | each
COMMUNICATIONS | SMALL TOOLS | Crimp Connector PL259 | (To Match Cable(s) in cache) |  | CH-0129.04 | 20 | each
COMMUNICATIONS | SMALL TOOLS | Crimp Connector N Male | (To Match Cable(s) in cache) |  | CH-0129.05 | 20 | each
COMMUNICATIONS | SMALL TOOLS | Case, Storage for Connectors | Plano | 3700 | CH-0129.06 | 3 | each
COMMUNICATIONS | SMALL TOOLS | Telephone crimping tool Kit, assorted dies and connectors | Paladin | 4909 | CH-0130.00 | 1 | each
COMMUNICATIONS | SMALL TOOLS | Wire, flat modular line cord, 500', roll | Belden | 1242A | CH-0131.00 | 1 | roll
COMMUNICATIONS | SMALL TOOLS | Line tracing kit, telephone, to include tone generator and inductive amplifier probe | Greenlee | 701K-G | CH-0132.00 | 2 | each
COMMUNICATIONS | SMALL TOOLS | Soldering iron , AC, DC, or Butane | Weller | D550 | CH-0133.00 | 1 | each
COMMUNICATIONS | SMALL TOOLS | Wire, telephone station, CAT 5-E, 1000 ft. roll | Coleman Cable | 96263 | CH-0136.00 | 4 | each
COMMUNICATIONS | SMALL TOOLS | Tape, filament, roll, 3/4" | Scotch | 897 | CH-0137.00 | 12 | each
COMMUNICATIONS | SMALL TOOLS | Fuse kit, assortment of fuses (type mni ATM) | Tessco | 86640 | CH-0138.00 | 1 | each
COMMUNICATIONS | SMALL TOOLS | Tester, LAN Network Cable | Emerson | 24-517 | CH-0139.00 | 1 | each
COMMUNICATIONS | SMALL TOOLS | Screwdriver, Ratcheting | Channel lock | 181CB | CH-0140.00 | 2 | each
COMMUNICATIONS | SMALL TOOLS | Cable DAWG | Gerber | 30-000399 | CH-0141.00 | 2 | each
COMMUNICATIONS | SMALL TOOLS | Crimper, Power Pole Kit | Powerwerx | TriPro | CH-0142.00 | 1 | each
COMMUNICATIONS | SMALL TOOLS | Connectors, Power Pole 10 AWG/45 Amp, 100/bag | Anderson | WP45-100 | CH-0143.00 | 1 | each
COMMUNICATIONS | SMALL TOOLS | Connectors, Power Pole 12-14 AWG/30 Amp, 100/bag | Anderson | WP30-100 | CH-0144.00 | 1 | each
COMMUNICATIONS | SMALL TOOLS | Connectors, Power Pole 16-20 AWG/15 Amp, 100/bag | Anderson | WP15-100 | CH-0145.00 | 1 | each
COMMUNICATIONS | SMALL TOOLS | Tape, Gaffers 3"X60 Yards (Assorted Colors) (8 Roll Kit) | Markertek | MTK-GT3-Colorkit | CH-0146.00 | 2 | Kit
COMMUNICATIONS | SMALL TOOLS | Analyzer, Antenna | Rig Expert | REU-AA-1000 | CH-0147.00 | 1 | each
COMMUNICATIONS | SMALL TOOLS | Case, Storage | Pelican | 1200 | CH-0147.01 | 1 | each
COMMUNICATIONS | SMALL TOOLS | Cable, COAX, jumper, assorted lengths as need (39" suggested) with appropriate connectors per cache | Belden | RG-142 | CH-0148.00 | 8 | each
COMMUNICATIONS | SMALL TOOLS | Dummy Load | Relm | T44004 | CH-0149.00 | 1 | each
COMMUNICATIONS | COMPUTER/ NETWORKING | Computer and Networking Equipment | Manufacturer/ Vendor - Meet or Exceed This Quality | Model / Part #(s) Meet or Exceed This Quality | CI-0000.00 | ARM QTY | Unit of Issue | Haz-Dec Possible
COMMUNICATIONS | COMPUTER/ NETWORKING | Computer, Laptop, w/applicable applications to US&R. w/Charger, Case, and associated cables and accessories to interface with applicable peripherals. (Non-IT Department Secured Device) | Per Sponsoring Agency IT Procedures |  | CI-0101.00 | 10 | each
COMMUNICATIONS | COMPUTER/ NETWORKING | Mircrosoft Office (Latest Edition) | TF Supplier |  | CI-0101.01 | 10 | each
COMMUNICATIONS | COMPUTER/ NETWORKING | Adobe Acrobat Pro (Latest Edition) (Subscription $180 per year) | TF Supplier |  | CI-0101.02 | 10 | each
COMMUNICATIONS | COMPUTER/ NETWORKING | Anti Virus (Latest Edition) | TF Supplier |  | CI-0101.03 | 10 | each
COMMUNICATIONS | COMPUTER/ NETWORKING | Wireless Access Point, KIT, w/Case, and associated cables and accessories to interface with applicable peripherals. TO INCLUDE ITEMS CI-0102.01-.13 (PURCHASED SEPARATELY) | KR Nida | TBD | CI-0102.00 | 2 | each
COMMUNICATIONS | COMPUTER/ NETWORKING | Dual Band Rugged Access Point 2.4 & 5 GHz, 802.11 AC or better. Or equivalent | ENGENIUS | ENH1750EXT | CI-0102.01 | 4 | each
COMMUNICATIONS | COMPUTER/ NETWORKING | IP Switch 10/100/1000/Gigabyte, with PoE (Capable of 14 ports minimum) or equivalent | Ubiquity or Equivalent | TS-16-Carrier | CI-0102.02 | 2 | each
COMMUNICATIONS | COMPUTER/ NETWORKING | Antenna, Dual-Band 2.4 & 5 GHZ Directional, 23 dBi Gain. TO INCLUDE: Pole Mounting and 50ft of Shielded CAT5E Cable with RJ45 connectors | UBIQUITY | LBE-5AC-GEN2 | CI-0102.03 | 2 | each
COMMUNICATIONS | COMPUTER/ NETWORKING | Tripod, Stand, Air Cushion 2 Pack with bags | Monoprice | 602350 | CI-0102.06 | 4 | each
COMMUNICATIONS | COMPUTER/ NETWORKING | Network Printer, portable, computer, with toner or ink cartridge, with battery option | HP | CZ992A @B1H | CI-0103.00 | 4 | each
COMMUNICATIONS | COMPUTER/ NETWORKING | Computer, Laptop, Durable and Water Resistant, w/applicable applications to US&R. w/Charger, Case, and associated cables and accessories to interface with applicable peripherals. | Per Sponsoring Agency IT Procedures |  | CI-0105.00 | 2 | each
COMMUNICATIONS | COMPUTER/ NETWORKING | Internet KIT, Tactical, w/Case, and associated cables and accessories to interface with applicable peripherals. TO INCLUDE ITEMS BELOW. (PURCHASED SEPARATELY) | KR Nida | TIK-US&R | CI-0106.00 | 2 | each
COMMUNICATIONS | COMPUTER/ NETWORKING | IP Router with Current Wireless/WAN Technology., Multiple Cellular Modem Capable with fail over capability & load Sharing, (To support CI-0106.00) | Cradlepoint | IBR1100 | CI-0106.01 | 2 | each
COMMUNICATIONS | COMPUTER/ NETWORKING | Battery, Lithium Ion to support CI-0106.00 (Minimum 20,000 mah battery, 2 USB 3.0 connection) | K2 | K2B12V10EB | CI-0106.02 | 2 | each
COMMUNICATIONS | COMPUTER/ NETWORKING | Battery Extended 24Hour | TBD | TBD | CI-0106.03 | 2 | each
COMMUNICATIONS | COMPUTER/ NETWORKING | Cellular Data, USB 4G/LTE modem with renewable yearly service (To be used with Fail Over Router) | TF Supplier | TBD | CI-0106.04 | 2 | each
COMMUNICATIONS | COMPUTER/ NETWORKING | Antenna, Magnetic Cellular, with necessary unit adapters | Wilson Cellular | Part specific to Applicable Modem | CI-0106.05 | 2 | each
COMMUNICATIONS | COMPUTER/ NETWORKING | Cable Coax Jumper /Adapter Reverse Polarity SMA Male to Female "N" RG174 18 inches | Cablexperts | TBD | CI-0106.06 | 2 | each
HAZMAT | DETECTION EQUIPMENT | Detection Equipment | Manufacturer/ Vendor - Meet or Exceed This Quality | Model / Part #(s) Meet or Exceed This Quality | HA-0000.00 | ARM QTY | Unit of Issue | Haz-Dec Possible
HAZMAT | DETECTION | Detection Kit, M256 Chemical Agent, 12 test per kit | Innotech Product | M256A1 | HA-0105.00 | 2 | each
HAZMAT | DETECTION | Paper, Detector, M9 Chemical Agent | Innotech Product | M-9 | HA-0106.00 | 7 | roll
HAZMAT | DETECTION | CDS Kit, Draeger | Draeger | 6400565S | HA-0107.00 | 2 | each
HAZMAT | DETECTION | X-Act 5000, Deluxe Kit, Draeger. To include: Shoulder strap, Battery, Charger & Power Supply | Draeger | 4523617 | HA-0107.01 | 1 | each
HAZMAT | DETECTION | Accuro 2000, Deluxe Kit, Draeger | Draeger | 4500200 | HA-0108.00 | 1 | each
HAZMAT | DETECTION | Accuro 2000, Pump, Draeger | Draeger | 6400000 | HA-0109.00 | 1 | each
HAZMAT | DETECTION | Tube Set, CDS Test set, Draeger, Set I | Draeger | 8103140 | HA-0110.00 | 1 | each
HAZMAT | DETECTION | Tube Set, CDS Test set, Draeger, Set V | Draeger | 8103200 | HA-0111.00 | 1 | each
HAZMAT | DETECTION | Chemical Classifier strips, 10/package | Spilfyter | 570010 | HA-0117.00 | 1 | pkg
HAZMAT | DETECTION | pH Paper, wide stick, 25/box | Lab Safety | 16811 | HA-0118.00 | 2 | box
HAZMAT | DETECTION | RDK Detector Upgrade Kit: Military grade case with in-case charging for AreaRAE's and RAELink III Repeater, External 4-bank battery charger, spare Li-ion battery packs, 4 Alkaline adapters, Sensor RAE. Task Forces that purchased previous versions with RAE Link II need to contact RAE to upgrade to RAE Link III at no charge. | RAE Systems | 039-T000-0011 | HA-0121.00 | 1 | each
HAZMAT | DETECTION | RDK Host Controller with GPS: Turn key ProRAE Remote package in military grade case including laptop, RAELinkIII Modem, 12' antenna cable, and in-case charging, to monitor up to 32 wireless detectors. Task Forces may opt to purchase items A La Carte but must meet RAE Guardian requirements. | RAE Systems | GV1-S401-000 | HA-0122.00 | 1 | each
HAZMAT | DETECTION | RaeLink3 Mesh Modem System | RAE Systems | GX029-0695-000 | HA-0123.00 | 2 | each
HAZMAT | DETECTION | Cradle Starter Kit, Auto RAE II, Multi-Rae Pro Host Controller | RAE Systems | GXT02-0101-000 | HA-0123.01 | 1 | each
HAZMAT | DETECTION | Cradle, Additional, Auto RAE ll, Multi-Rae Pro | RAE Systems | GXT02-0103.00 | HA-0123.02 | 1 | each
HAZMAT | DETECTION | Regulator, Demand Flow, AutoRae II | RAE Systems | GX002-3051-000 | HA-0123.03 | 1 | each
HAZMAT | DETECTION | Regulator, Demand Flow, AutoRae II | RAE Systems | GX008-3052-000 | HA-0123.04 | 1 | each
HAZMAT | DETECTION | Detector, Chemical Agent, LCD 3.3 CWA and TIC Detector w/case and accessories | Smith's Detection | 23-6021-B | HA-0124.00 | 2 | each
HAZMAT | DETECTION | Monitor, Atmospheric, Portable, Battery Operated, Kit, monitors LEL, O2, CO,H2S, PID Sensor (10.6), Complete, to include case, accessories, ProRae Guardian License | RAE Systems | MultiRae Pro GXMCB3-A3C1R0E-420 | HA-0125.00 | 6 | each
HAZMAT | DETECTION | External Filter/Water Traps, 5 Gas Monitor 100/bag | RAE Systems | 008-3022-100 | HA-0125.03 | 1 | bag
HAZMAT | DETECTION | Calibration Kit, for Multi-Rae Pro monitors, complete w/calibration gases, regulators, adapters, accessories, case | RAE Systems | Multi-Rae Pro Cal Kit | HA-0125.04 | 2 | each | Y
HAZMAT | RADIATION EQUIPMENT | Radiation Equipment | Manufacturer/ Vendor - Meet or Exceed This Quality | Model / Part #(s) Meet or Exceed This Quality | HB-0000.00 | ARM QTY | Unit of Issue | Haz-Dec Possible
HAZMAT | RADIATION EQUIPMENT | Meter, Survey, Radiological, Ludlum Radiological Survey Response Kit. Includes all the following Ludlum items carried in Pelican case |  |  | HB-0101.00 | 1
HAZMAT | RADIATION EQUIPMENT | Meter, Survey, Radiological | Ludlum Measurements, Inc | Ludlum Model # 2241-3 Part# 48-2864 | HB-0101.01 | 1 | each
HAZMAT | RADIATION EQUIPMENT | Detector, G-M, Pancake, 0-300 mR/hr | Ludlum Measurements, Inc | Ludlum Model # 44-9, Part # 47-1539 | HB-0101.02 | 1 | each
HAZMAT | RADIATION EQUIPMENT | Detector, GM, .1mR/hr-1R/hr | Ludlum Measurements, Inc | Ludlum Model # 133-2, Part # 47-1717 | HB-0101.03 | 1 | each
HAZMAT | RADIATION EQUIPMENT | Detector, GM, 150mR/hr- 1000R/hr | Ludlum Measurements, Inc | Ludlum Model # 133-8, Part 47-1226 | HB-0101.04 | 1 | each
HAZMAT | RADIATION EQUIPMENT | Scintillator, Na(TI) Gamma, 1" x 1", (50 KeV-1.5 MeV) | Ludlum Measurements, Inc | Ludlum Model # 44-2, Part # 47-1532 | HB-0101.05 | 1 | each
HAZMAT | RADIATION EQUIPMENT | Case, Large, 22" X 17" X 8" | Pelican | 1600 | HB-0101.08 | 1 | each
HAZMAT | RADIATION EQUIPMENT | Head set, Large | Ludlum Measurements, Inc | Ludlum Part # 47-1343 | HB-0101.09 | 1 | each
HAZMAT | RADIATION EQUIPMENT | Shoulder Strap Modification | Ludlum Measurements, Inc | Ludlum Part # 4363-413 | HB-0101.10 | 1 | each
HAZMAT | RADIATION EQUIPMENT | Dosimeter, Electronic, Ultra Radiac Plus Radiation Monitor w/Vibration Alarm; includes audible and visual alarms. | Canberra | Ultra Radiac Plus | HB-0117.00 | 40 | each
HAZMAT | RADIATION EQUIPMENT | Software, utility, Ultra Radiac Plus | Canberra | S900C | HB-0117.01 | 1 | each
HAZMAT | RADIATION EQUIPMENT | InfraRed Reader, w/cable, link between Ultra Radiac Plus and PC | Canberra | Ext-IR | HB-0117.02 | 1 | each
HAZMAT | RADIATION EQUIPMENT | Check Source, Calibration Device, Ultra Radiac Plus | Canberra | FC2B | HB-0117.03 | 1 | each
HAZMAT | RADIATION EQUIPMENT | Adapter, RS-232 To USB, EXT-IR | Canberra | RS2USB | HB-0117.04 | 1 | each
HAZMAT | RADIATION EQUIPMENT | Software, Training, Interactive, Canberra Ultra Radiac Plus | Canberra | MRAD-TRN | HB-0117.05 | 1 | each
HAZMAT | RADIATION EQUIPMENT | Radwatch Optically Stimulated Luminescence | Landauer | 15000-000 | HB-0118.00 | 100 | each
HAZMAT | RADIATION EQUIPMENT | Standard RadLight Reader (Optional Purchase) | Landauer | 15100-000 | HB-0118.01 | 1 | each
HAZMAT | RADIATION EQUIPMENT | NanoRaider ZH, Isotope Identifier, Color Display, 3 CdZnTe Detectors, Digital Signal Processing Electronics, Web Server, Bluetooth, USB Capable, Reachback capability, w/accessories and carrying case | FLIR | Nano Raider ZH | HB-0119.00 | 1 | each
HAZMAT | MISC. HAZMAT SUPPORT | Technical References and Communications | Manufacturer/ Vendor - Meet or Exceed This Quality | Model / Part #(s) Meet or Exceed This Quality | HC-0000.00 | ARM QTY | Unit of Issue | Haz-Dec Possible
HAZMAT | MISC. HAZMAT SUPPORT | Emergency Response Guide, DOT, Current Version | DOT |  | HC-0101.00 | 1 | each
HAZMAT | MISC. HAZMAT SUPPORT | NFPA Guide to Hazardous Materials | NFPA |  | HC-0102.00 | 2 | each
HAZMAT | MISC. HAZMAT SUPPORT | NIOSH Hazmat Pocket Guide | NIOSH | 017-033-00500-1 | HC-0103.00 | 2 | each
HAZMAT | MISC. HAZMAT SUPPORT | Tape, marking, red, "Hazmat" Imprinted, Roll | Harris Ind. | BT53 | HC-0104.00 | 4 | each
HAZMAT | MISC. HAZMAT SUPPORT | Envoy system, for Motorola XTS5000 Hand Held Portable Radios | Scott Technologies, Company | 805262-04 | HC-0106.00 | 5 | each
HAZMAT | PERSONAL PROTECTIVE EQUIPMENT | Personal Protective Equipment | Manufacturer/ Vendor - Meet or Exceed This Quality | Model / Part #(s) Meet or Exceed This Quality | HD-0000.00 | ARM QTY | Unit of Issue | Haz-Dec Possible
HAZMAT | PERSONAL PROTECTIVE EQUIPMENT | Glove, Viton II, 12 mil, 12", sizes to be determined by task forces | Best Glove | 892 | HD-0110.00 | 3 | pair
HAZMAT | PERSONAL PROTECTIVE EQUIPMENT | Glove, Light Cotton, Inner, un-hemmed, sizes to be determined by task forces | PIP Manufacturer/Vendor | 97-500/14 | HD-0113.00 | 1 | dozen
HAZMAT | PERSONAL PROTECTIVE EQUIPMENT | Glove, Leather, Size to be determined by task forces | Kunz | 913, Class Zero Protector | HD-0116.00 | 3 | pair
HAZMAT | PERSONAL PROTECTIVE EQUIPMENT | Glove, Nitrile, Ultimate N-DEX, exam, puncture resistant, 50 box, 11", 5 mil, powder free, Size to be determined by task forces | Best Glove | 9905 | HD-0119.00 | 2 | box
HAZMAT | PERSONAL PROTECTIVE EQUIPMENT | Boot, CBRN Lightweight Overboot, (sizes LG, XLG, 2XLG) | Airboss | MALO 230571A01 | HD-0122.00 | 4 | pair
HAZMAT | PERSONAL PROTECTIVE EQUIPMENT | Coverall, 100% Cotton, Navy, sizes determined by task forces | WearGuard | 314, Navy | HD-0126.00 | 4 | each
HAZMAT | PERSONAL PROTECTIVE EQUIPMENT | SCBA, Scott Air Pak Fifty | Scott Technologies, Company | AP75 PN/ AP2140203000101 | HD-0129.00 | 4 | each
HAZMAT | PERSONAL PROTECTIVE EQUIPMENT | Cylinder, 60 minute, Carbon, Spare 4500 PSI, Scott Air Pak Fifty | Scott Technologies, Company | 804723-01 | HD-0131.00 | 4 | each | Y
HAZMAT | PERSONAL PROTECTIVE EQUIPMENT | Cartridge, CBRN CAP 1 Canister | Scott Technologies, Company | 45135 | HD-0138.00 | 100 | each
HAZMAT | PERSONAL PROTECTIVE EQUIPMENT | Adapter, Mask Sampling, for Scott AV3000 Sure Seal | Scott Technologies, Company | 805622-01 | HD-0145.00 | 3 | each
HAZMAT | PERSONAL PROTECTIVE EQUIPMENT | Cartridge, Respirator, P100, (for porta count) 30/case | Scott Technologies, Company | 7422-FP1 | HD-0146.00 | 1 | each
HAZMAT | PERSONAL PROTECTIVE EQUIPMENT | Face Piece, AV3000 Sure Seal w/Kevlar Head Harness, sizes determined by task forces | Scott Technologies, Company | 805773-81 (sm) 805773-82 (med) 805773-83 (lg) | HD-0147.00 | 80 | each
HAZMAT | PERSONAL PROTECTIVE EQUIPMENT | Adapter, Cartridge, for AV3000 Face piece, (1/4 turn adapter) | Scott Technologies, Company | 805622-01 | HD-0148.00 | 80 | each
HAZMAT | PERSONAL PROTECTIVE EQUIPMENT | Carrier, Scott Facepiece/APR, for AV3000 Sure Seal face piece | Scott Technologies, Company | 10011882 | HD-0149.01 | 80 | each
HAZMAT | PERSONAL PROTECTIVE EQUIPMENT | Boot covers, disposable (latex, silver shields or equivalent), pair | North | A352 | HD-0150.00 | 12 | pair
HAZMAT | PERSONAL PROTECTIVE EQUIPMENT | Coveralls, plain (Tyvek, Saranex or equivalent) | Kappler | Z1S412 | HD-0151.00 | 70 | each
HAZMAT | PERSONAL PROTECTIVE EQUIPMENT | Gloves, disposable (Ambi Tru-Touch or equivalent) | Best Glove | 5005PF | HD-0154.00 | 2 | box
HAZMAT | PERSONAL PROTECTIVE EQUIPMENT | Suit, Zytron 300 Level B, Non-Encapsulated, Sizes determined by task forces, 6 per case | Kappler | Z3H426 | HD-0156.00 | 2 | case
HAZMAT | PERSONAL PROTECTIVE EQUIPMENT | Adapter, 40mm, CBRN for AV3000 Sure Seal face piece | Scott Technologies, Company | 200423-01 | HD-0166.00 | 70 | each
HAZMAT | DECONTAMINATION | Decontamination | Manufacturer/ Vendor - Meet or Exceed This Quality | Model / Part #(s) | HF-0000.00 | ARM QTY | Unit of Issue | Haz-Dec Possible
HAZMAT | DECONTAMINATION | Nothing Listed at this time |  |  | HF-0000.00
HAZMAT | DECONTAMINATION | Decontamination | Manufacturer/ Vendor - Meet or Exceed This Quality | Model / Part #(s) Meet or Exceed This Quality | HG-0000.00 | ARM QTY | Unit of Issue | Haz-Dec Possible
HAZMAT | DECONTAMINATION | Tent, KD Kanopy, 10' x 20' w/side panels, storage bag, and stake kit | KD Kanopy | Majestic 200, MF 200C | HG-0101.00 | 2 | each
HAZMAT | DECONTAMINATION | Stretcher, Raven, litter | Reeves Group Inc. | RDS0002 | HG-0123.00 | 4 | each
HAZMAT | DECONTAMINATION | Hose, Water, heavy Duty light weight, 3/4" x 50' with Garden hose fittings. Layflat wash down hose. | Neidner | F2475E00CLVMXXS | HG-0129.00 | 1 | each
HAZMAT | DECONTAMINATION | Cord, Extension, Outdoor use, Electrical- 20 AMP, 12 gauge, 50 foot, 5-20R/5-20P NEMA Config. Perma-Grip Style, Color Yellow | Ericson Safety Electrical Specialist | 1512PG123A | HG-0141.00 | 1 | each
HAZMAT | DECONTAMINATION | Bucket, Plastic, 5 gallon, red for decon | US Plastics | 2283 | HG-0143.00 | 6 | each
HAZMAT | DECONTAMINATION | Sheeting, Plastic, 6 mil, 20' foot x 100' feet, Clear | Tyco Plastic | 620 C poly Pro | HG-0144.00 | 2 | each
HAZMAT | DECONTAMINATION | Brush, Scrub, White nylon bristle, for Decon | Justman Brush | 1420 | HG-0147.00 | 6 | each
HAZMAT | DECONTAMINATION | Chair, Collapsible, Travel Chair Deluxe, Hi Back, Bubba Blue | Travel Chair/Mfr | 789 | HG-0148.00 | 10 | each
HAZMAT | DECONTAMINATION | Contamination Reduction Kit, each Kit contains the following items: |  |  | HG-0150.00 | 2 | Kit
HAZMAT | DECONTAMINATION | Case, 37.18"x21"x17.31", Airtight case to include pressure relief valve, 6 handles (2 on each side, 1 on each end), hinged cover, twist type steel/zinc plated latches mounted in recessed areas. Color: As Specified per Task Force (foot locker) | Hardigg | AL3418-1005 | HG-0150.01 | 1 | per kit
HAZMAT | DECONTAMINATION | Pump, Sump/Utility, 1,800 GPH, Rule, Automatic, 24' foot cord, 110 Volt, 100 watts | Rule | A53S-24 | HG-0150.02 | 1 | per kit
HAZMAT | DECONTAMINATION | Pressure Washer, electric, 1400 spi | Karcher | K2.56 | HG-0150.03 | 1 | per kit
HAZMAT | DECONTAMINATION | Sprayer, Pump, 2-3 gallon size | Hudson | 90162 | HG-0150.04 | 1 | per kit
HAZMAT | DECONTAMINATION | Cord, Extension, Outdoor use, Electrical- 20 AMP, 12 gauge, 50 foot, 5-20R/5-20P NEMA Config. Perma-Grip Style, Color Yellow | Ericson Safety Electrical Specialist | 1512PG123A | HG-0150.05 | 1 | per kit
HAZMAT | DECONTAMINATION | Nozzle, Garden Hose | Orbit Sunmate | 91155 | HG-0150.06 | 1 | per kit
| DECONTAMINATION | Wye Connection, Garden Hose | Nelson | 503310 | HG-0150.07 | 1 | per kit
HAZMAT | DECONTAMINATION | 10 Series 8 Ply Flexogen Hose 3/4 Inch x 25 Feet Green | Gilmour | 10-34025 | HG-0150.08 | 3 | per kit
HAZMAT | DECONTAMINATION | Brush, scrub, plastic 20" Handle | Weiler | 44418 | HG-0150.09 | 2 | per kit
HAZMAT | DECONTAMINATION | Simple Green Soap | Simple Green | 13005 | HG-0150.10 | 1 | per kit
HAZMAT | DECONTAMINATION | Bucket, Plastic, 5 gallon | US Plastics | 2286 | HG-0150.11 | 2 | per kit
HAZMAT | DECONTAMINATION | Wrench, Pipe, 18 inch | Husky | WG5-18 | HG-0150.12 | 1 | per kit
HAZMAT | DECONTAMINATION | Outlet, Multiple, Portable GFI, 4 outlet, rating, 20 AMP, 120 Volt, 2 duplex, 5-20R NEMA with 6 foot cord, Yellow | Ericson Safety Electrical Specialist | 1062-A | HG-0150.13 | 1 | per kit
LOGISTICS | WATER / FLUIDS | Water/Fluids | Manufacturer/ Vendor - Meet or Exceed This Quality | Model / Part #(s) Meet or Exceed This Quality | LA-0000.00 | ARM QTY | Unit of Issue | Haz-Dec Possible
LOGISTICS | WATER / FLUIDS | Electrolyte, solution, sticks, assorted flavors | Gatorade | 308-36002 | LA-0103.00 | 1600 | each
LOGISTICS | WATER / FLUIDS | Water, bottled, 12-16 oz size, for individual use |  |  | LA-0104.00 | 600 | gallon
LOGISTICS | FOOD | Food | Manufacturer/ Vendor - Meet or Exceed This Quality | Model / Part #(s) Meet or Exceed This Quality | LB-0000.00 | ARM QTY | Unit of Issue | Haz-Dec Possible
LOGISTICS | FOOD | Bag, trash | Tough Guy | 47121701 | LB-0101.00 | 500 | each
LOGISTICS | FOOD | Cups, paper, hot and cold | Dart | 12J12 | LB-0102.00 | 500 | each
LOGISTICS | FOOD | Flatware, plastic (sets of knives/forks/spoons) |  |  | LB-0103.00 | 200 | sets
LOGISTICS | FOOD | Supplemental food items, procured at home, 720 serving, coffee, hot chocolate, protein bars, etc. |  |  | LB-0104.00 | 1 | lot
LOGISTICS | FOOD | MRE (Meals Ready To Eat, Fire-Eaters, Freeze Dried Food or equivalent) Quantity sufficient to provide for 80 personnel, 3 meals a day for 72 hours, Amount As Required (12/case) | Long Life Foods, Sopacko, Wornicke |  | LB-0105.00 | 60 | case
LOGISTICS | FOOD | Coffee Maker, 100 cup (hot water) | West Bend | 33600 | LB-0107.00 | 2 | each
LOGISTICS | FOOD | Plates, paper |  |  | LB-0108.00 | 250 | each
LOGISTICS | FOOD | Towels, paper, roll 10/box | Marcal | MRC6709 | LB-0109.00 | 3 | box
LOGISTICS | SHELTER | Shelter | Manufacturer/ Vendor - Meet or Exceed This Quality | Model / Part #(s) Meet or Exceed This Quality | LC-0000.00 | ARM QTY | Unit of Issue | Haz-Dec Possible
LOGISTICS | SHELTER | Blanket, polypro, navy blue or equivalent | Campmor | 87001 | LC-0101.00 | 70 | each
LOGISTICS | SHELTER | Sacks, stuff-type (for sleeping bags) | SlumberJack | 57101431 | LC-0103.00 | 75 | each
LOGISTICS | SHELTER | Sheeting, Plastic, 6 mil, 20' foot x 100' feet, Clear | Uline | S-11180 | LC-0104.00 | 2 | roll
LOGISTICS | SHELTER | Tent, 20' Octagon, w/high wind stake kit, insulation kit, floor system, roof vents, air plenum(s), ventilator fan, lighting & electrical system, vestibule, and TF Digital Roof Identifier | Western Shelter | GK 1 - 20 System | LC-0105.00 | 4 | each
LOGISTICS | SHELTER | Case System, for 20' octagon tent system | Western Shelter | Cases #2 | LC-0105.01 | 4 | each
LOGISTICS | SHELTER | Bag, Sleeping, general purpose, rated to 0 degrees, synthetic | SlumberJack | 52100031/51 | LC-0106.00 | 84 | each
LOGISTICS | SHELTER | Tents, up to 8-person size | Coleman Trek Tent | 2000007824 60 sec | LC-0107.00 | 7 | each
LOGISTICS | SHELTER | Tent, 19' x 35', w/high wind stake kit, insulation kit, floor system, roof vents, air plenum(s), ventilator fans, lighting and electrical system, vestibule, and TF Digital Roof Identifier | Western Shelter | GK 1 - 1935 System | LC-0108.00 | 5 | each
LOGISTICS | SHELTER | Case system, for 19' x 35' tent system | Western Shelter | GK-1935 Cases #1 | LC-0108.01 | 5 | each
LOGISTICS | SHELTER | Heater systems, clean air/heat exchanger, multi-fuel or electric, with accessories | Western Shelter | CL HT100 | LC-0111.00 | 4 | each | Y
LOGISTICS | SHELTER | Adapter, Intake, Provides Three-point J-slot collar for the intake of Indirect Fired Tri-Fuel Heater, 12-inch ducting may be attached | Western Shelter | Included in CL HT100 Kit | LC-0111.01 | 5 | each
LOGISTICS | SHELTER | Hose, Input, 20' | Western Shelter | Included in CL HT100 Kit | LC-0111.02 | 5 | each
LOGISTICS | SHELTER | Hose, Output, 20' | Western Shelter | Included in CL HT100 Kit | LC-0111.03 | 5 | each
LOGISTICS | SHELTER | Thermostat, Control | Western Shelter | Included in CL HT100 Kit | LC-0111.04 | 4 | each
LOGISTICS | SHELTER | Case, 34"x28"x21"Aluminum - Stores ducts, adapters and thermostat. | Western Shelter | Included in CL HT100 Kit | LC-0111.05 | 3 | each
LOGISTICS | SHELTER | Boot, HVAC duct, 12" to 16” diameter | Western Shelter | Included in CL HT100 Kit | LC-0111.06 | 5 | each
LOGISTICS | SHELTER | Wye Connector, (Use with LC-0111.00 to heat 2 tents w/1 heater) | Western Shelter | CL-HTYA | LC-0111.07 | 3 | Each
LOGISTICS | SHELTER | Hose, Output, 20' (IN ADDITION TO LC-0111.03) used to heat 2 tents simultaneously | Western Shelter | CAH-1020 | LC-0111.08 | 3 | each
LOGISTICS | SHELTER | Cots, Single or Bunk Bed Style or equivalent, sleeping | SlumberJack DiscoBed | SJF7800 | LC-0112.00 | 80 | each
LOGISTICS | SHELTER | Air Conditioner, Portable OR Window Type, 110V, 10-12000 BTU (Optional Purchase) | Frigidaire LG | FRA123KT1 LP1213GXR | LC-0115.00 | 1 | each
LOGISTICS | SANITATION | Sanitation | Manufacturer/ Vendor - Meet or Exceed This Quality | Model / Part #(s) Meet or Exceed This Quality | LD-0000.00 | ARM QTY | Unit of Issue | Haz-Dec Possible
LOGISTICS | SANITATION | Shelter, Shower, 2-stall System, in aluminum case | Western Shelter | WSD | LD-0103.00 | 2 | each
LOGISTICS | SANITATION | Shower caddy | Western Shelter | WSD-SC | LD-0103.01 | 4 | each
LOGISTICS | SANITATION | Bag, Shower, dry | Western Shelter | WSD-DB | LD-0103.02 | 4 | each
LOGISTICS | SANITATION | Toilet Paper, Rolls | Scott |  | LD-0104.00 | 40 | each
LOGISTICS | SANITATION | Toilets, portable latrine system, utilizing bio-bags, with privacy shelter | American Innotek | PQ-2000 Brief Relief | LD-0105.00 | 7 | each
LOGISTICS | SANITATION | Toilet, Brief Relief, Commode Kit | American Innotek | PQ310 | LD-0105.03 | 4 | each
LOGISTICS | SANITATION | Toilet, Daily Restroom Kit, Brief Relief, 100/case | American Innotek | BR901 | LD-0105.04 | 8 | case
LOGISTICS | SANITATION | Towels, Disposable, bath size | Scrim | 15500 | LD-0106.00 | 2 | case
LOGISTICS | SANITATION | Towlettes, moistened, antibacterial | Lysol | 19200 75501 | LD-0107.00 | 1000 | each
LOGISTICS | SANITATION | Bleach, liquid or granular | Pure Bright | 59647-21005 | LD-0108.00 | 12 | gal
LOGISTICS | SANITATION | Bath Wipes | Adventure Medical | REI # 730067 | LD-0110.00 | 200 | each
LOGISTICS | SANITATION | Water Heater System, Multi Fuel | Western Shelter | Water Dragon / WS-DWHM350 | LD-0113.00 | 1 | each | Y
LOGISTICS | SANITATION | Sink, gang, 2 basin | Western Shelter | WS-S2A | LD-0114.00 | 2 | each
LOGISTICS | SANITATION | Pump, Primary distribution | Western Shelter | EJ-110 | LD-0115.00 | 2 | each
LOGISTICS | SANITATION | Bladder, water, potable, 500 Gallon | Western Shelter | TTP 500 | LD-0116.00 | 2 | each
LOGISTICS | SANITATION | Bladder, water, gray, 500 Gallon | Western Shelter | TTG 500 | LD-0117.00 | 2 | each
LOGISTICS | SANITATION | Purification System, Water, w/spare parts | Western Shelter | WA-WPFW120 | LD-0118.00 | 2 | each
LOGISTICS | SANITATION | Support kit, Potable and standard water distribution, in 64” X 20” X 22” Aluminum field case. | Western Shelter | WDK-PW | LD-0120.00 | 1 | each
LOGISTICS | SANITATION | Support Kit, Gray water distribution, in 28” X 34” X 21” Aluminum field case. | Western Shelter | WDK-GW | LD-0121.00 | 1 | each
LOGISTICS | SANITATION | Water test kit | Industrial Test Systems, Inc www.sensafe.com | 48799 Quick, 18 Minute Bacteria Kit | LD-0122.00 | 1 | each
LOGISTICS | SAFETY | Safety | Manufacturer/ Vendor - Meet or Exceed This Quality | Model / Part #(s) Meet or Exceed This Quality | LE-0000.00 | ARM QTY | Unit of Issue | Haz-Dec Possible
LOGISTICS | SAFETY | Alarm Device, Audible, personal | Grace | Super Pass 3 | LE-0101.00 | 75 | each
LOGISTICS | SAFETY | Cartridge, Respirator, P100 | 3M | 60926 | LE-0102.00 | 300 | pair
LOGISTICS | SAFETY | Detector, current, AC voltage detection-type, | AC Hot Stick | BN9005/02 | LE-0103.00 | 8 | each
LOGISTICS | SAFETY | Ear plugs, safety, disposable, style NRR 24, case | Howard Leight | MAX 30 | LE-0104.00 | 2 | each
LOGISTICS | SAFETY | Extinguisher, fire, 10 lb., ABC-type | Ansul | 436500 | LE-0105.00 | 8 | each | Y
LOGISTICS | SAFETY | Glasses, Safety, shatter proof, with side shields and lanyard, for resupply | Grainger / Sperian | 3PA44 / 11150750 | LE-0106.00 | 75 | each
LOGISTICS | SAFETY | Goggles, safety, shatter proof | ESS | ESS 01CB-WF | LE-0111.00 | 84 | each
LOGISTICS | SAFETY | Headsets, hearing protection, muff style, NRR 29dB | Leight Muff | 1010927 | LE-0112.00 | 12 | each
LOGISTICS | SAFETY | Air horn, with hand pump | Seasense.com | Ecoblast sport horn with pump | LE-0113.00 | 6 | each
LOGISTICS | SAFETY | Meter, Weather/Wind | Kestrel | 4500 | LE-0114.00 | 2 | each
LOGISTICS | SAFETY | Light stick, Cyalume, Yellow, 12-hour duration, 500/case | Omniglow | 9-27020 | LE-0115.01 | 1 | case
LOGISTICS | SAFETY | Light stick, Cyalume, Green, 12-hour duration 500/case | Omniglow | 9-27017 | LE-0115.02 | 1 | case
LOGISTICS | SAFETY | Light stick, Cyalume, Red, 12-hour duration, 500/case | Omniglow | 9-08094 | LE-0115.03 | 1 | case
LOGISTICS | SAFETY | Light stick, Cyalume, Blue, 12-hour duration, 500/case | Omniglow | 9-08080 | LE-0115.04 | 1 | case
LOGISTICS | SAFETY | Line, utility, nylon shroud, 3mm x 100 yards, roll | New England Ropes | 293023 | LE-0116.00 | 3 | roll
LOGISTICS | SAFETY | Masks, particle, non-toxic | 3M | 8110S | LE-0117.00 | 450 | each
LOGISTICS | SAFETY | Netting, mosquito, 32" x 84"" | Mombasa Mosquito Bed Net | 729006 | LE-0118.00 | 15 | each
LOGISTICS | SAFETY | Pads, knee, heavy duty, pair, Spare | Proflex | 18315 | LE-0119.00 | 10 | pair
LOGISTICS | SAFETY | Pads, elbow, heavy duty, pair, Spare | Galls | TE547 | LE-0120.00 | 10 | pair
LOGISTICS | SAFETY | Paint, spray, fluorescent, Orange | Grainger | 6KP04 | LE-0121.00 | 60 | each
LOGISTICS | SAFETY | Paint, spray, fluorescent, Green | Grainger | 6KN92 | LE-0121.01 | 12 | each
LOGISTICS | SAFETY | Repellent, insect (for clothing), Pyrethrin base, 4 oz. Bottle | Sawyer | 130286 | LE-0122.00 | 60 | each
LOGISTICS | SAFETY | Repellent, insect, minimum 35% DEET content, towlettes, 50 per case | Zep | 1415 | LE-0123.00 | 2 | each
LOGISTICS | SAFETY | Sunscreen, SPF30, wipes, 50 per case | Zep | 1421 | LE-0126.00 | 6 | case
LOGISTICS | SAFETY | Tape, barrier, "Fireline" printed, roll | C.H. Hanson | 16034 | LE-0127.00 | 6 | roll
LOGISTICS | SAFETY | Gloves, work, leather, sized as needed, pair, for resupply | Shelby | 5233 | LE-0129.00 | 100 | pair
LOGISTICS | SAFETY | Tape, Gaffers, 3" x 60yds., Black, 16 rolls/case | 3M | S-7177BL | LE-0130.00 | 2 | case
LOGISTICS | ADMINISTRATIVE SUPPORT | Administrative Support | Manufacturer/ Vendor - Meet or Exceed This Quality | Model / Part #(s) Meet or Exceed This Quality | LF-0000.00 | ARM QTY | Unit of Issue | Haz-Dec Possible
LOGISTICS | ADMINISTRATIVE SUPPORT | Rubberband, box | Alliance | 20645 | LF-0101.00 | 4 | box
LOGISTICS | ADMINISTRATIVE SUPPORT | Book, log | Black-N-Red | C67009 | LF-0102.00 | 1 | each
LOGISTICS | ADMINISTRATIVE SUPPORT | Calculator, handheld, AA battery powered, w/ tape | Canon | P23DHV | LF-0103.00 | 1 | each
LOGISTICS | ADMINISTRATIVE SUPPORT | Clipboards, metal bound, with storage pockets | Office Depot | 729882 | LF-0104.00 | 6 | each
LOGISTICS | ADMINISTRATIVE SUPPORT | Clips, papers, regular, box | Office Depot | 10006 | LF-0105.01 | 2 | box
LOGISTICS | ADMINISTRATIVE SUPPORT | Clips, papers, jumbo, box | Office Depot | 10007 | LF-0105.02 | 2 | box
LOGISTICS | ADMINISTRATIVE SUPPORT | Printer, portable, All-In-One (Copy/Scan/Fax) w/ Accessories | Per Sponsoring Agency IT |  | LF-0106.00 | 2 | each
LOGISTICS | ADMINISTRATIVE SUPPORT | Manual, Operations Systems Description, FEMA US&R |  |  | LF-0107.00 | 2 | each
LOGISTICS | ADMINISTRATIVE SUPPORT | Resource Status Kit, ICS, including "T" cards and holders | Inter Agency Fire Center | NFES1352 | LF-0109.00 | 4 | each
LOGISTICS | ADMINISTRATIVE SUPPORT | Vest, Web, Kit, set, Includes following items: | Per TF Supplier |  | LF-0110.00 | 1 | set
LOGISTICS | ADMINISTRATIVE SUPPORT | Vest, Web, Task Force Leader | Per TF Supplier |  | LF-0110.01 | 2 | each
LOGISTICS | ADMINISTRATIVE SUPPORT | Vest, Web, Team Manager | Per TF Supplier |  | LF-0110.02 | 2 | each
LOGISTICS | ADMINISTRATIVE SUPPORT | Vest, Web, Safety | Per TF Supplier |  | LF-0110.03 | 2 | each
LOGISTICS | ADMINISTRATIVE SUPPORT | Vest, Web, Plans | Per TF Supplier |  | LF-0110.04 | 2 | each
LOGISTICS | ADMINISTRATIVE SUPPORT | Vest, Web, Rescue Squad Officer | Per TF Supplier |  | LF-0110.05 | 4 | each
LOGISTICS | ADMINISTRATIVE SUPPORT | Vest, Web, Communications | Per TF Supplier |  | LF-0110.06 | 2 | each
LOGISTICS | ADMINISTRATIVE SUPPORT | Vest, Web, Structural | Per TF Supplier |  | LF-0110.07 | 2 | each
LOGISTICS | ADMINISTRATIVE SUPPORT | Vest, Web, Haz Mat Manager | Per TF Supplier |  | LF-0110.08 | 2 | each
LOGISTICS | ADMINISTRATIVE SUPPORT | Vest, Web, Heavy Rigging | Per TF Supplier |  | LF-0110.09 | 2 | each
LOGISTICS | ADMINISTRATIVE SUPPORT | Vest, Web, Logistics Specialist | Per TF Supplier |  | LF-0110.10 | 4 | each
LOGISTICS | ADMINISTRATIVE SUPPORT | Vest, Identification, Tech. Search | Per TF Supplier |  | LF-0110.11 | 2 | each
LOGISTICS | ADMINISTRATIVE SUPPORT | Vest, Identification, Tech. Info | Per TF Supplier |  | LF-0110.12 | 2 | each
LOGISTICS | ADMINISTRATIVE SUPPORT | Vest, Web, Team Manager, Rescue Manager | Per TF Supplier |  | LF-0110.13 | 2 | each
LOGISTICS | ADMINISTRATIVE SUPPORT | Vest, Web, Team Manager, Search Manager | Per TF Supplier |  | LF-0110.14 | 2 | each
LOGISTICS | ADMINISTRATIVE SUPPORT | Vest, Web, Team Manager, Medical Manager | Per TF Supplier |  | LF-0110.15 | 2 | each
LOGISTICS | ADMINISTRATIVE SUPPORT | Vest, Web, Team Manager, Logistics Manager | Per TF Supplier |  | LF-0110.16 | 2 | each
LOGISTICS | ADMINISTRATIVE SUPPORT | Labels, Hazmat, Explosive 1.4S | Label Master | SLEXP14S | LF-0111.05 | 1 | roll
LOGISTICS | ADMINISTRATIVE SUPPORT | Label, Hazmat, Flammable Liquid | Label Master | HMSL6 | LF-0111.25 | 1 | roll
LOGISTICS | ADMINISTRATIVE SUPPORT | Label, Hazmat, Oxygen | Label Master | HMSL26 | LF-0111.26 | 1 | roll
LOGISTICS | ADMINISTRATIVE SUPPORT | Label, Hazmat, Flammable Gas | Label Master | HMSL7 | LF-0111.27 | 1 | roll
LOGISTICS | ADMINISTRATIVE SUPPORT | Label, Hazmat, Number 9 | Label Master | HML51C | LF-0111.28 | 1 | roll
LOGISTICS | ADMINISTRATIVE SUPPORT | Label, Hazmat, Non-flammable Gas | Label Master | HMSL4 | LF-0111.29 | 1 | roll
LOGISTICS | ADMINISTRATIVE SUPPORT | Label, Air Eligible | Label Master | L95 | LF-0111.30 | 1 | roll
LOGISTICS | ADMINISTRATIVE SUPPORT | Label, Inside Packaging Conforms, 1000/roll | Label Master | L340 | LF-0111.31 | 1 | roll
LOGISTICS | ADMINISTRATIVE SUPPORT | Label, Arrow pointing up, 500/roll | Label Master | L300 | LF-0111.32 | 1 | roll
LOGISTICS | ADMINISTRATIVE SUPPORT | Label, Lithium Ion Battery, 500/roll | Label Master | SL435P | LF-0111.33 | 1 | roll
LOGISTICS | ADMINISTRATIVE SUPPORT | Marker, china, 12/pkg. | Sharpie | 2089 | LF-0112.00 | 1 | pkg
LOGISTICS | ADMINISTRATIVE SUPPORT | Marker, felt, waterproof, 12/pkg. | Foray | PY106603 | LF-0113.00 | 2 | pkg
LOGISTICS | ADMINISTRATIVE SUPPORT | Pad, note, (self-stick) | Post-it | 654RP | LF-0114.00 | 12 | pad
LOGISTICS | ADMINISTRATIVE SUPPORT | Pad, steno (6" x 9") | Office Depot | 99470 | LF-0115.00 | 12 | pad
LOGISTICS | ADMINISTRATIVE SUPPORT | Pad, writing, Legal Ruled, 8 1/2" x 11" | Office Depot | 524-785 | LF-0116.00 | 12 | pad
LOGISTICS | ADMINISTRATIVE SUPPORT | Paper, pads, graph, 1/10" squares, 8 1/2" x 11" | Tops | 33101 | LF-0117.00 | 12 | pad
LOGISTICS | ADMINISTRATIVE SUPPORT | Paper, copy, 20 lb, 500 sheet reams, 10 ream box | Office Depot | 99964200 | LF-0118.00 | 1 | box
LOGISTICS | ADMINISTRATIVE SUPPORT | Pencils, 12/pkg. | Dixon | 12872 | LF-0119.00 | 6 | pkg
LOGISTICS | ADMINISTRATIVE SUPPORT | Pens, black, 12/pkg. | PaperMate | 33311 | LF-0120.00 | 6 | pkg
LOGISTICS | ADMINISTRATIVE SUPPORT | Notebook, 3” x 5”, waterproof, | Rite In Rain | 135 | LF-0121.00 | 60 | each
LOGISTICS | ADMINISTRATIVE SUPPORT | Notepad, Unit Log ICS 214, Waterproof, | Rite In Rain | 214 | LF-0121.01 | 24 | each
LOGISTICS | ADMINISTRATIVE SUPPORT | Protectors, document, 100ct box | Office Depot | ODSP07 | LF-0122.00 | 2 | box
LOGISTICS | ADMINISTRATIVE SUPPORT | Stapler | Swingline | 74771 | LF-0124.00 | 2 | each
LOGISTICS | ADMINISTRATIVE SUPPORT | Staples, box | Office Depot | 6001-3PKEA | LF-0125.00 | 2 | box
LOGISTICS | ADMINISTRATIVE SUPPORT | Tape, duct | Nashua | 396 | LF-0126.00 | 14 | roll
LOGISTICS | ADMINISTRATIVE SUPPORT | Tape, cellophane, 2", roll | 3M | MMM37102TN | LF-0127.00 | 1 | roll
LOGISTICS | ADMINISTRATIVE SUPPORT | Tape, masking, 1", roll | Scotch | 2600-1 | LF-0128.00 | 2 | roll
LOGISTICS | ADMINISTRATIVE SUPPORT | Database system, Cache and Personnel, to include software and peripheral hardware required to operate the system |  |  | LF-0133.00 | 1 | lot
LOGISTICS | ADMINISTRATIVE SUPPORT | Reference library, cache transport and certification manuals and software (AFMAN 24-204/IATA DGR/CFR) |  |  | LF-0134.00 | 1 | lot
LOGISTICS | ADMINISTRATIVE SUPPORT | Field Flex Kit, Tan Cordura Fabric cover | Rite In Rain | 374-Kit | LF-0135.00 | 4 | Kit
LOGISTICS | ADMINISTRATIVE SUPPORT | Field Flex, Bound book 4 5/8" x 7 1/4" | Rite In Rain | 374 | LF-0135.01 | 4 | each
LOGISTICS | ADMINISTRATIVE SUPPORT | Cover, Cordura, Tan | Rite In Rain | C980 | LF-0135.03 | 4 | each
LOGISTICS | PERSONAL BAG | Personal Bag | Manufacturer/ Vendor - Meet or Exceed This Quality | Model / Part #(s) Meet or Exceed This Quality | LG-0000.00 | ARM QTY | Unit of Issue | Haz-Dec Possible
LOGISTICS | PERSONAL BAG | NOTE: These items are proposed for each team member. The task force should have one set, as listed, for each rostered person on the task force, not to exceed a total of 230. The intent is for this equipment to be assigned to the individual and be in a state of readiness for activation at all times. |  |  | LG-0000.01 | 70 | each
LOGISTICS | PERSONAL BAG | Ball cap, navy blue w/ Task Force Logo | Per TF Supplier |  | LG-0101.00 | 1 | each
LOGISTICS | PERSONAL BAG | Hat, wide brim, (boonie style) | Atlantco, Propper, Tru-Spec |  | LG-0101.01 | 1 | each
LOGISTICS | PERSONAL BAG | Boots, Safety, Black, Gore-Tex, ASTM/NFPA compliant or equivalent, pair | Per TF Supplier |  | LG-0102.00 | 2 | pair
LOGISTICS | PERSONAL BAG | Flashlight, battery powered, intrinsically safe, UL rated, w/ spare bulbs | Streamlite, Princeton Pelican, Petzl |  | LG-0103.00 | 1 | each
LOGISTICS | PERSONAL BAG | Ear plugs, safety, disposable, style NRR 24 | Howard Leight | MAX 30 | LG-0104.00 | 2 | each
LOGISTICS | PERSONAL BAG | Helmet, rescue-type, low profile, ASTM/NFPA compliant or equivalent | Team Wendy | ExFil SAR | LG-0105.00 | 1 | each
LOGISTICS | PERSONAL BAG | Light, Helmet, battery powered, Intrinsically safe w/ spare bulbs | Streamlite, Princeton Pelican, Petzl |  | LG-0106.00 | 1 | each
LOGISTICS | PERSONAL BAG | Knife, combination, folding | Leatherman, Gerber |  | LG-0107.00 | 1 | each
LOGISTICS | PERSONAL BAG | Gloves, work, leather, sized as needed | Shelby | 5233 | LG-0108.00 | 1 | pair
LOGISTICS | PERSONAL BAG | Lip balm, SPF 15 min. |  |  | LG-0109.00 | 2 | each
LOGISTICS | PERSONAL BAG | Rain gear, set | Duluth Trading Co | 26717 / 26719 | LG-0110.00 | 1 | set
LOGISTICS | PERSONAL BAG | Glasses, Safety, shatter proof, with side shields and lanyard, Z87 | Grainger / Sperian | 3PA44 / 11150750 | LG-0111.00 | 2 | each
LOGISTICS | PERSONAL BAG | Uniform, Pants and Overshirt or Blouse, BDU Style, 6 pocket, Navy Blue, 100% Ripstop Cotton | Atlantco, Propper, Tru-Spec |  | LG-0112.00 | 6 | each
LOGISTICS | PERSONAL BAG | Uniform, Jumpsuits or two piece, Nomex IIIA, set | Crew Boss |  | LG-0113.01 | 1 | each
LOGISTICS | PERSONAL BAG | Uniform jacket, w/ optional liner, Navy Blue | Atlantco, Propper, Tru-Spec, 5.11 |  | LG-0114.00 | 1 | each
LOGISTICS | PERSONAL BAG | Pads, knee, heavy duty, pair | Proflex | 18315 | LG-0115.00 | 1 | pair
LOGISTICS | PERSONAL BAG | Pads, elbow, heavy duty, pair | Galls | TE547 | LG-0115.01 | 1 | pair
LOGISTICS | PERSONAL BAG | Bandanas |  |  | LG-0116.00 | 3 | each
LOGISTICS | PERSONAL BAG | Pack, Field, personal, system | Wolfpack Gear | LBH-CB-1200 / WB32-SR-1003 | LG-0117.00 | 1 | each
LOGISTICS | PERSONAL BAG | Bag(s), Gear, personal equipment (as required to outfit each task force member) | 5.11 | 511-56958-019 | LG-0118.00 | 1 | lot
LOGISTICS | PERSONAL BAG | Shorts, uniform, BDU Style, Navy Blue, 100 % Cotton | Atlantco, Propper, Tru-Spec, 5.11 |  | LG-0120.00 | 2 | pair
LOGISTICS | PERSONAL BAG | Sweatshirt, Heavyweight | Hanes. Gildan, Russell, Fruit/Loom, 5.11 |  | LG-0121.00 | 1 | each
LOGISTICS | PERSONAL BAG | Cold weather system, including jacket, pants, fleece or fiberpile liners, socks, gator, gloves, knit cap, neoprene mask, expedition long underwear, and safety boot (ECWCS or equivalent) (+40 deg F to -60 deg F) |  |  | LG-0122.00 | 1 | set
LOGISTICS | PERSONAL BAG | Underwear, Long, medium weight, pair |  |  | LG-0123.00 | 1 | pair
LOGISTICS | PERSONAL BAG | Socks, Boot |  |  | LG-0124.00 | 8 | pair
LOGISTICS | PERSONAL BAG | T-shirt, with team logos, Long and/or Short sleeve | Hanes. Gildan, Russell, Fruit/Loom |  | LG-0125.00 | 6 | each
LOGISTICS | PERSONAL BAG | Toiletry kit, including all personal hygiene items, such as Chap Stick, soap, lotion, etc. |  |  | LG-0126.00 | 1 | each
LOGISTICS | PERSONAL BAG | Respirator, half face piece, cartridge-type | 3M | 6000 or 7500 Series | LG-0127.00 | 1 | each
LOGISTICS | PERSONAL BAG | Pouch, Personal tool with assorted tools (i.e.. Screwdriver, crescent wrench, tin snips and utility knife) |  |  | LG-0128.00 | 1 | each
LOGISTICS | PERSONAL BAG | Guide, Field Operations, FEMA, US&R |  |  | LG-0129.00 | 1 | each
LOGISTICS | PERSONAL BAG | Hood, fire retardant | Fire Dex | FE269 | LG-0133.00 | 1 | each
LOGISTICS | TASK FORCE SUPPORT | Task Force Support | Manufacturer/ Vendor - Meet or Exceed This Quality | Model / Part #(s) Meet or Exceed This Quality | LH-0000.00 | ARM QTY | Unit of Issue | Haz-Dec Possible
LOGISTICS | TASK FORCE SUPPORT | Cooler, insulated, 48-120 qt | Igloo, Coleman, Thermos |  | LH-0102.00 | 5 | each
LOGISTICS | TASK FORCE SUPPORT | Generator, 6500 / 7000 watt, auto idle, manual start, spark arrestor, overload protection, 20A and one 30A twist-lock receptacles, w/ wheel kit, Spark Plug, filters, tool kit | Honda | EU6500iSA EU7000iSAT1 | LH-0103.00 | 8 | each | Y
LOGISTICS | TASK FORCE SUPPORT | Respirator, full face piece, welding / cutting | Scott Safety | Weld-O-Vista | LH-0104.03 | 1 | each
LOGISTICS | TASK FORCE SUPPORT | Welding Jacket, Size As Needed, Green | Steiner Industries | 1030 | LH-0104.04 | 1 | each
LOGISTICS | TASK FORCE SUPPORT | Glasses, Safety, shatter proof, with side shields and lanyards, must meet ANSI Z87.1-1989 standards | UVEX | Astrospec 3000 (S1359C) | LH-0104.05 | 1 | each
LOGISTICS | TASK FORCE SUPPORT | Gloves, Welding | Victor | 1423-4158 | LH-0104.06 | 1 | each
LOGISTICS | TASK FORCE SUPPORT | Megaphone, battery-type | Dyno Vox | 4PD84B | LH-0106.00 | 2 | each
LOGISTICS | TASK FORCE SUPPORT | Pump, trash, gasoline, 8 HP, 300+ GPM w/accessories listed below | Honda | WT-30X | LH-0107.00 | 1 | each | Y
LOGISTICS | TASK FORCE SUPPORT | Hose, Hard Suction, Trash Pump, 3", 20 foot | Honda | 8015463 or 124030-1145-PINKT 1240300020H | LH-0107.01 | 1 | each
LOGISTICS | TASK FORCE SUPPORT | Hose, Discharge, Trash Pump, 3", 50 foot | Honda | 1145300050H | LH-0107.02 | 1 | each
LOGISTICS | TASK FORCE SUPPORT | Strainer, Trash Pump, 3" | Honda | SRH5-300-00H | LH-0107.03 | 1 | each
LOGISTICS | TASK FORCE SUPPORT | Adapters , Trash Pump, 3" to 2.5" NST | Tele-Lite | 0 | LH-0107.04 | 3 | each
LOGISTICS | TASK FORCE SUPPORT | Cap, Drain, Trash Pump, 25mm | Honda | 78184-YGO-003 | LH-0107.05 | 2 | each
LOGISTICS | TASK FORCE SUPPORT | O-ring, Trash Pump, (3.5x23.7), (25mm) | Honda | 91351-YGO-003 | LH-0107.06 | 2 | each
LOGISTICS | TASK FORCE SUPPORT | Cap, Filler, Trash Pump, 32mm | Honda | 78187-YGO-003 | LH-0107.07 | 1 | each
LOGISTICS | TASK FORCE SUPPORT | O-ring, Trash Pump, (3.5x29.7) (32mm) | Honda | 91352-YGO-003 | LH-0107.08 | 1 | each
LOGISTICS | TASK FORCE SUPPORT | O-ring, Trash Pump, (5.7x239.3) (front cover gasket) | Honda | 63512-YGO-003 | LH-0107.09 | 1 | each
LOGISTICS | TASK FORCE SUPPORT | O-ring, Trash Pump, (3.53x215.49) | Honda | 78134-YGO-003 | LH-0107.10 | 1 | each
LOGISTICS | TASK FORCE SUPPORT | Element, Air Cleaner, Trash Pump | Honda | 17210-ZE2-515 | LH-0107.11 | 1 | each
LOGISTICS | TASK FORCE SUPPORT | Filter, Trash Pump (outer) | Honda | 17218-ZE2-505 | LH-0107.12 | 1 | each
LOGISTICS | TASK FORCE SUPPORT | Spark Plug, Trash Pump | NGK | BPR5ES | LH-0107.13 | 1 | each
LOGISTICS | TASK FORCE SUPPORT | Tool Kit, Trash Pump | Honda | 89000-ZB4-000 | LH-0107.14 | 1 | each
LOGISTICS | TASK FORCE SUPPORT | Battery, D | Eveready | EVRA95-8 | LH-0108.01 | 144 | each
LOGISTICS | TASK FORCE SUPPORT | Battery, C | Eveready | EVRA93-8 | LH-0108.02 | 1440 | each
LOGISTICS | TASK FORCE SUPPORT | Battery, AAA | Eveready | EVRA92-16 | LH-0108.03 | 144 | each
LOGISTICS | TASK FORCE SUPPORT | Battery, AA | Eveready | EVRA91-16 | LH-0108.04 | 3024 | each
LOGISTICS | TASK FORCE SUPPORT | Battery, 9 VOLT | Eveready | EVRA522-4 | LH-0108.05 | 144 | each
LOGISTICS | TASK FORCE SUPPORT | Adapter, 20A, NEMA L5-20, twist lock female to 15A household 3-prong male | Ericson | 1744 | LH-0109.00 | 60 | each
LOGISTICS | TASK FORCE SUPPORT | Adapter, 20A, NEMA L5-20, twist lock male to 15A household 3-prong female | Ericson | 1740 | LH-0110.00 | 60 | each
LOGISTICS | TASK FORCE SUPPORT | Box, junction, w/(2) L5-20 Twist Outlets and (1) 5-20R Duplex Outlet, 10-3 inlet cord with L5-20 Plug, Circuit Protected, Power Indicator Light | Ericson | 4010601 | LH-0111.00 | 16 | each
LOGISTICS | TASK FORCE SUPPORT | Connector, 20A NEMA L5-20 Twist lock male | Ericson | 2310-PW6P | LH-0112.00 | 32 | each
LOGISTICS | TASK FORCE SUPPORT | Connector, 20A NEMA L5-20 Twist lock female | Ericson | 2410-CW6P | LH-0113.00 | 32 | each
LOGISTICS | TASK FORCE SUPPORT | Cord, extension, 12/3 single outlet, 100', w/L5-20 Plug and Connector | Ericson | 2310PW123D | LH-0114.00 | 16 | each
LOGISTICS | TASK FORCE SUPPORT | Cord, Extension, 12/3 SJOW, 50' w/L5-20 Plug and Connector | Ericson | 2310PW123B | LH-0115.00 | 16 | each
LOGISTICS | TASK FORCE SUPPORT | Cord, Extension, 10/3 SJOW, 100' w/L5-20 Plug and Connector | Ericson | 3121902 | LH-0116.00 | 16 | each
LOGISTICS | TASK FORCE SUPPORT | Keeper, Cord, Velcro | TFI | 312R | LH-0117.00 | 100 | each
LOGISTICS | TASK FORCE SUPPORT | Keeper, Cord, Velcro coil "n" carry handle (cord-lox) | TFI | COILNCARRYHNDL | LH-0118.00 | 24 | each
LOGISTICS | TASK FORCE SUPPORT | Cord, extension, 25 foot, 12 AWG (3 prong, Household type) | Coleman Cable | 1687 | LH-0119.00 | 24 | each
LOGISTICS | TASK FORCE SUPPORT | Cord, extension, 50 foot, 12 AWG (3 prong, Household type) | Coleman Cable | 1688 | LH-0120.00 | 24 | each
LOGISTICS | TASK FORCE SUPPORT | Stand, Light, extendable, dual head, LED | Husky | K40026 | LH-0121.00 | 8 | each
LOGISTICS | TASK FORCE SUPPORT | Cord, 10/3 SOW 15', 2510-PW6P / 2410-CW6P | Ericson | 04102802 | LH-0123.00 | 8 | each
LOGISTICS | TASK FORCE SUPPORT | Cord, outlet - 6100 w/(2) DUP 5-20R 50' 2520PW6P | Ericson | 041020801 | LH-0124.00 | 8 | each
LOGISTICS | TASK FORCE SUPPORT | Cart, Light, generator w/EB3000 Honda generator, 2 - 500w telescoping lights w/switch, 2 - front mounted electrical receptacle with L5-20 inlets | Tele-Lite | Nova-Lite | LH-0125.00 | 2 | each | Y
LOGISTICS | TASK FORCE SUPPORT | Light, w/24" pigtail | Tele-Lite | PR1-5 | LH-0125.01 | 2 | each
LOGISTICS | TASK FORCE SUPPORT | Element, Air Cleaner, Light Cart Generator | Honda | 17211-ZS9-A02 | LH-0125.02 | 2 | each
LOGISTICS | TASK FORCE SUPPORT | Filter, Outer, Light Cart Generator | Honda | 17218-ZS9-A00 | LH-0125.03 | 2 | each
LOGISTICS | TASK FORCE SUPPORT | Spark Plug, Light Cart Generator | NGK | BPR5ES | LH-0125.04 | 2 | each
LOGISTICS | TASK FORCE SUPPORT | Tool Kit, Light Cart Generator | Honda | 89000-ZB4-000 | LH-0125.05 | 2 | kit
LOGISTICS | TASK FORCE SUPPORT | Funnel Kit, 3 Piece Set | Rhino Gear | 5068 | LH-0126.00 | 2 | each
LOGISTICS | TASK FORCE SUPPORT | Charger, Battery 12VDC | Diehard | 71222 | LH-0127.00 | 2 | each
LOGISTICS | TASK FORCE SUPPORT | Broom, Push, w/fiberglass handle, 24" | Grainger | 8CNK5 | LH-0128.00 | 2 | each
LOGISTICS | TASK FORCE SUPPORT | Bag, Stuff, medium | CMC | 432333 | LH-0131.00 | 20 | each
LOGISTICS | TASK FORCE SUPPORT | Bag, Stuff, large | CMC | 432101 | LH-0132.00 | 6 | each
LOGISTICS | TASK FORCE SUPPORT | Bag, Stuff, Small | CMC | 432301 | LH-0133.00 | 6 | each
LOGISTICS | TASK FORCE SUPPORT | Generator, 3000 watt, w/ Optional wheel kit, Spark Plug, filters, parallel cable kit, maintenance tool kit | Honda | EU3000i or EU3000is | LH-0134.00 | 1 | each | Y
LOGISTICS | TASK FORCE SUPPORT | Work Area Rapid Deployment LED Lighting System, Spot or Scene (12 Total - Type Determined by TF) | Fox Fury | 200-800 Nomad Prime spot OR Nomad 360 Scene/ #200-900 | LH-0135.00 | 6 | each
LOGISTICS | CACHE TRANSPORTATION / SUPPORT | Cache Transportation / Support | Manufacturer/ Vendor - Meet or Exceed This Quality | Model / Part #(s) Meet or Exceed This Quality | LI-0000.00 | ARM QTY | Unit of Issue | Haz-Dec Possible
LOGISTICS | CACHE TRANSPORTATION / SUPPORT | Jack, pallet-type, hydraulic | Wesco |  | LI-0102.00 | 2 | each
LOGISTICS | CACHE TRANSPORTATION / SUPPORT | Dunnage, Pallet, 4” x 4" x 8’, wood/plastic/composite |  |  | LI-0105.00 | 27 | each
LOGISTICS | CACHE TRANSPORTATION / SUPPORT | Plywood, pallet skid protection, 4’ x 8’ x 3/4” (2 per pallet) |  |  | LI-0106.00 | 18 | sets
LOGISTICS | CACHE TRANSPORTATION / SUPPORT | Cover, Pallet, polyethylene, cargo, roll of 10 | Cadilac products | NSN #3990-00-930-1480 | LI-0107.00 | 3 | roll
LOGISTICS | CACHE TRANSPORTATION / SUPPORT | Strap, cargo, 30’, for securing 463L pallet to transport | Chriscott Supply Inc | 030009 513020 | LI-0108.00 | 18 | each
LOGISTICS | CACHE TRANSPORTATION / SUPPORT | Container, shipping and storage, for listed cache items, with required markings, labels and warnings. Color: As Specified per Task Force. Common containers include, but are not limited to, the following: |  |  | LI-0109.00 | 1 | lot
LOGISTICS | CACHE TRANSPORTATION / SUPPORT | Case, 34.43" x 27.40" x 19.37", Airtight case to include pressure relief valve, 8 handles (2 on each side), hinged cover, twist type steel/zinc plated latches mounted in recessed areas. Color: As Specified per Task Force (8 handle short) | Hardigg | AL3124-1204 | LI-0109.01
LOGISTICS | CACHE TRANSPORTATION / SUPPORT | Case, 34.43" x 27.40" x 23.37", Airtight case to include pressure relief valve, 8 handles (2 on each side), hinged cover, twist type steel/zinc plated latches mounted in recessed areas. Color: As Specified per Task Force ( 8 handle tall) | Hardigg | AL3124-1604 | LI-0109.02
LOGISTICS | CACHE TRANSPORTATION / SUPPORT | Case, 37.18"x21"x17.31", Airtight case to include pressure relief valve, 6 handles (2 on each side, 1 on each end), hinged cover, twist type steel/zinc plated latches mounted in recessed areas. Color: As Specified per Task Force (foot locker) | Hardigg | AL3418-1005 | LI-0109.03
LOGISTICS | CACHE TRANSPORTATION / SUPPORT | Case, 29"x20.25"x12.08", Airtight case to include pressure relief valve, 2 handles (1 on each end), hinged cover, twist type steel/zinc plated latches mounted in recessed areas. Color: As Specified per Task Force (radio repeater case) | Hardigg | AL2617-0604 | LI-0109.04
LOGISTICS | CACHE TRANSPORTATION / SUPPORT | Case, 72.37"x15"x16.28", Airtight case to include pressure relief valve, 8 handles (2 on each side, 1 on each end), hinged cover. Color: As Specified per Task Force (long handle tools) | Hardigg | AL6912-1003 | LI-0109.05
LOGISTICS | CACHE TRANSPORTATION / SUPPORT | Case, 20"x20"x20", Airtight case to include pressure relief valve, 2 handles (1 on each side), hinged cover. Color: As Specified per Task Force (radio / battery storage) | Pelican | 0350 | LI-0109.06
LOGISTICS | CACHE TRANSPORTATION / SUPPORT | Case, 14.62"x10.18"x6", Airtight case to include pressure relief valve, hinged cover. Color: As Specified per Task Force | Pelican | 1450 | LI-0109.07
LOGISTICS | CACHE TRANSPORTATION / SUPPORT | Case, 27.4"x23.4"x34.4", Airtight case to include pressure relief valve, 2 handles , case has internal wheel and/or handle wells, hinged cover. Color: As Specified per Task Force (power cord storage) | Pelican | 1660 | LI-0109.08
LOGISTICS | CACHE TRANSPORTATION / SUPPORT | Case, 35.75"x13.5"x5.25", Airtight case to include pressure relief valve, 2 handles , hinged cover. Color: As Specified per Task Force (search cam storage) | Pelican | 1700 | LI-0109.09
LOGISTICS | CACHE TRANSPORTATION / SUPPORT | Container, Shipping, 40"x48"x39", 2 drop door, with quick release rod, gray | Orbis | 40008210 / HDR4048-39 | LI-0109.10
LOGISTICS | CACHE TRANSPORTATION / SUPPORT | Rod, Quick Release, for Shipping Container, 48" | Orbis | 0312397 | LI-0109.11
LOGISTICS | CACHE TRANSPORTATION / SUPPORT | Cover, Shipping container, 40"x48" gray, | Orbis | 0900583 / CHDR4048 and SFBLK | LI-0109.12
LOGISTICS | CACHE TRANSPORTATION / SUPPORT | Holder, Label, HDPE, for Shipping Container, 12.98" x 10" | Orbis | LABL1310.FEMA | LI-0109.13
LOGISTICS | CACHE TRANSPORTATION / SUPPORT | Cover, protective, weather resistant, for 463L Pallets | Cadilac products | 463L | LI-0110.00 | 9 | each
LOGISTICS | CACHE TRANSPORTATION / SUPPORT | Scale, Pallet kit | Inter comp | PT300 / NSN 6670-01-377-2570 | LI-0111.00 | 1 | set
LOGISTICS | CACHE TRANSPORTATION / SUPPORT | Scale, electronic, digital readout, 0-400 lbs | PeLouze | 4040 | LI-0112.00 | 2 | each
LOGISTICS | CACHE TRANSPORTATION / SUPPORT | Pallet, 40" x 48", Plastic, Black | Grainger | 3AZG2 | LI-0116.00 | 30 | each
LOGISTICS | CACHE TRANSPORTATION / SUPPORT | Pallet, 463L, 108" x 88" x 2 1/4" (Purchase with program office approval only. Check DOD sources for issuance at no cost) | AAR Mobility Systems 1-800-355-2915 aarcorp.com | HCU-6/E 50018-001 NSN: 1670-00-820-4886-CT | LI-0117.00 | 9 | each
LOGISTICS | CACHE TRANSPORTATION / SUPPORT | Net, Side, for 463L Pallet (Purchase with program office approval only. Check DOD sources for issuance at no cost) | AAR Mobility Systems 1-800-355-2915 aarcorp.com | HCU-7/E 86801-006 NSN: 1670-00-996-2780 | LI-0118.00 | 18 | each
LOGISTICS | CACHE TRANSPORTATION / SUPPORT | Net, Top, for 463L Pallet (Purchase with program office approval only. Check DOD sources for issuance at no cost) | AAR Mobility Systems 1-800-355-2915 aarcorp.com | HCU-15/C 86801-005 NSN: 1670-00-969-4103 | LI-0119.00 | 18 | each
LOGISTICS | CACHE TRANSPORTATION / SUPPORT | Strap, Pallet, 463L (Purchase with program office approval only. Check DOD sources for issuance at no cost) | AAR Mobility Systems 1-800-355-2915 aarcorp.com | 86060-031 NSN: 1670-00-725-1437 | LI-0120.00 | 16 | each
LOGISTICS | CACHE TRANSPORTATION / SUPPORT | Portable aluminum aircraft ramps set (20,000# per axle rating) DAMAS C130 low clearance Extended shoring (Configuration Determined per TF) | DISCOUNT RAMPS | 20-36-340-02-02-m-c-130-ASSY-T | LI-0121.00 | 1 | set
LOGISTICS | CACHE TRANSPORTATION / SUPPORT | Container, ATA300F Compliant, for transport of Oxygen Cylinders, flame and penetration requirements set forth in 49CFR | Americase | Sizes and Quantity Determined by Task Force | LI-0122.00 | 2 | each
LOGISTICS | BASE OF OPERATIONS | Base of Operations | Manufacturer/ Vendor - Meet or Exceed This Quality | Model / Part #(s) Meet or Exceed This Quality | LJ-0000.00 | ARM QTY | Unit of Issue | Haz-Dec Possible
LOGISTICS | BASE OF OPERATIONS | Compressor, pneumatic, gasoline-powered, 5.5 HP, dual tank, 8.8 CFM | Ingersol Rand | SS3J5.5RWB | LJ-0104.00 | 1 | each | Y
LOGISTICS | BASE OF OPERATIONS | Accessory Kit , Air Compressor, includes inflators, air gun, and connectors | Craftsman | 00916191000 / 16191 | LJ-0104.01 | 1 | each
LOGISTICS | BASE OF OPERATIONS | Coupling, Air Compressor, HS Quick, Female, 1/4"NPT | Craftsman | 16372 | LJ-0104.02 | 5 | each
LOGISTICS | BASE OF OPERATIONS | Coupling, Air Compressor, HS Quick, Male, 1/4"NPT | Craftsman | 51116 | LJ-0104.03 | 5 | each
LOGISTICS | BASE OF OPERATIONS | Stud, Air Compressor, HS, Male, 1/4"NPT | Craftsman | 16374 | LJ-0104.04 | 5 | each
LOGISTICS | BASE OF OPERATIONS | Stud, Air Compressor, HS female, 1/4"NPT | Craftsman | 16375 | LJ-0104.05 | 5 | each
LOGISTICS | BASE OF OPERATIONS | Bucket, Collapsible, 5 Gallon maximum | Klein | 5104S | LJ-0105.00 | 10 | each
LOGISTICS | BASE OF OPERATIONS | Desk, Field, Airtight case to include pressure relief valve, twist type steel/zinc plated latches mounted in recessed areas. Color: Gray (Optional Purchase) | Pelican/Hardigg | 472-FLD-Desk-TA-131 / NSN: 7110-01-502-5826, | LJ-0108.00 | 1 | each
LOGISTICS | BASE OF OPERATIONS | Funnel, Short Neck | Tolco | 240118 | LJ-0109.00 | 6 | each
LOGISTICS | BASE OF OPERATIONS | Grinder, 7-inch, electric, right angle | Milwaukee | 6088-20 | LJ-0110.00 | 1 | each
LOGISTICS | BASE OF OPERATIONS | Discs, Grinding, 7-inch | Milwaukee | 49-94-7025 | LJ-0110.01 | 5 | each
LOGISTICS | BASE OF OPERATIONS | Rod, grounding, w/ clamp and grounding wire | Erico | 635837 | LJ-0114.00 | 8 | each
LOGISTICS | BASE OF OPERATIONS | Driver, Ground Rod, 1 1/8" Hex x 15", 60 lb. Demolition Hammer | Bosch | HS2172 | LJ-0114.01 | 1 | each
LOGISTICS | BASE OF OPERATIONS | Cover, Salvage, 18oz, 12 ft. X 18 ft. | Fold A Tank | SC12x18 | LJ-0115.00 | 20 | each
LOGISTICS | BASE OF OPERATIONS | Power strip, surge protector, 6 outlet (Minimum) with Optional USB capabilites | TF Supliers | Various | LJ-0119.00 | 20 | each
LOGISTICS | BASE OF OPERATIONS | Table, folding |  |  | LJ-0120.00 | 2 | each
LOGISTICS | BASE OF OPERATIONS | Distribution Kit, Electrical, 50 Amp Rating, Includes 50AMP Power Distribution Boxes, GFCI Protected, 50' Power Cables 240V, 50' Extension Cords 110V, and Storage Cases (Optional Purchase) | Western Shelter | WS-EDK50 | LJ-0128.00 | 4 | each
LOGISTICS | BASE OF OPERATIONS | Extension Cable, 50', 6/4, 50 AMP, Single Phase (Optional Purchase) | Western Shelter | WS-50A504W | LJ-0128.01 | 4 | each
LOGISTICS | BASE OF OPERATIONS | Wire Set, Banded, 50', Cam-Lok, Includes Red, Black, Blue, Green, and White Wires (Optional Purchase) | Western Shelter | WS-CLEXT550 | LJ-0128.02 | 1 | each
LOGISTICS | BASE OF OPERATIONS | Panel, Main Power Distribution, 400 AMP, 3 Phase, w/10 Each 50 AMP 125/250V outlets (Optional Purchase) | Western Shelter | WS-PPDP400 | LJ-0128.03 | 1 | each
LOGISTICS | BASE OF OPERATIONS | Stand, for Main Power Distribution Panel (Optional Purchase) | Western Shelter | WS-PPDST | LJ-0128.04 | 1 | each
LOGISTICS | EQUIPMENT MAINTENANCE | Equipment Maintenance | Manufacturer/ Vendor - Meet or Exceed This Quality | Model / Part #(s) Meet or Exceed This Quality | LK-0000.00 | ARM QTY | Unit of Issue | Haz-Dec Possible
LOGISTICS | EQUIPMENT MAINTENANCE | Funnels, long neck, with filter screens | Plews | 75-004 | LK-0102.00 | 3 | each
LOGISTICS | EQUIPMENT MAINTENANCE | Fuel Stabilizer, 10 oz | StaBil | 22206 | LK-0103.00 | 6 | each
LOGISTICS | EQUIPMENT MAINTENANCE | Soldering Gun Kit | Weller | D650PK | LK-0105.00 | 1 | each
LOGISTICS | EQUIPMENT MAINTENANCE | Hardware kit, assorted nuts, bolts, washers, SAE 1/8"- 1/2", various lengths | Fastnerkit.com | FK 02100 | LK-0106.00 | 1 | each
LOGISTICS | EQUIPMENT MAINTENANCE | Hardware kit, assorted nuts, bolts, washers, SAE 1/8"- 1/2", various lengths | Fastnerkit.com | FK 01500 | LK-0106.01 | 1 | each
LOGISTICS | EQUIPMENT MAINTENANCE | Hardware kit, assorted nuts, bolts, washers, SAE 1/8"- 1/2", various lengths | Fastnerkit.com | FK 03100 | LK-0106.02 | 1 | each
LOGISTICS | EQUIPMENT MAINTENANCE | Lubricant, WD-40 | WD40 | 100102 | LK-0107.00 | 1 | gal | Y
LOGISTICS | EQUIPMENT MAINTENANCE | Bottles, Spray, 16 oz | NIB | 8125-00-488-7952 | LK-0107.01 | 1 | each
LOGISTICS | EQUIPMENT MAINTENANCE | Oil, 2 Cycle Mix, 2.6 oz. | Husqvarna | 6100000-09/85 | LK-0108.00 | 6 | each
LOGISTICS | EQUIPMENT MAINTENANCE | Pump, fuel, manual, 20' lift | Patay | SD60 | LK-0109.00 | 1 | each
LOGISTICS | EQUIPMENT MAINTENANCE | Hose, 5'x1", Non-collapsible | Gates | 7744-4506 | LK-0109.01 | 1 | each
LOGISTICS | EQUIPMENT MAINTENANCE | Hose, Discharge, 15' x 1", compatible with hydrocarbons, or equivalent | Gates | 7744-4506 | LK-0109.02 | 1 | each
LOGISTICS | EQUIPMENT MAINTENANCE | Stapler | Arrow | T50 | LK-0110.00 | 1 | each
LOGISTICS | EQUIPMENT MAINTENANCE | Staples, 1/2", 1250/box | Arrow | 50CT24SP | LK-0111.00 | 5 | box
LOGISTICS | EQUIPMENT MAINTENANCE | Starting fluid, EZ start, case | CRC | 19A | LK-0112.00 | 1 | case | Y
LOGISTICS | EQUIPMENT MAINTENANCE | Tape, cellophane, 2", roll | 3M | MMM37102TN | LK-0113.00 | 8 | roll
LOGISTICS | EQUIPMENT MAINTENANCE | Tape, duct, premium grade | Nashua | 396 | LK-0114.00 | 12 | roll
LOGISTICS | EQUIPMENT MAINTENANCE | Dispenser, Tape, for box sealing tape | 3M | HB903 | LK-0115.00 | 2 | each
LOGISTICS | EQUIPMENT MAINTENANCE | Tape, electricians, roll | Scotch | 6132-BA-10 | LK-0116.00 | 12 | roll
LOGISTICS | EQUIPMENT MAINTENANCE | Connector Kit, assortment of solderless connectors with crimping pliers | GB Electrical | GK-35 | LK-0117.00 | 1 | each
LOGISTICS | EQUIPMENT MAINTENANCE | Pliers, Wire Stripper/Crimping, 8 5/8" | Stanley Proto Industrial Tools | J299 | LK-0117.01 | 1 | each
LOGISTICS | EQUIPMENT MAINTENANCE | Multimeter, (volts, ohms, amps) digital, with probes | Fluke | 117 | LK-0118.00 | 1 | each
LOGISTICS | EQUIPMENT MAINTENANCE | Tie, wraps, nylon, assorted | Grainger | 1AGW1 | LK-0119.00 | 1 | pkg
LOGISTICS | EQUIPMENT MAINTENANCE | Tool kit, mechanics, 997 piece, all purpose general | Sears / Craftsman | H0254 | LK-0120.00 | 1 | set
LOGISTICS | EQUIPMENT MAINTENANCE | Hex Key, 18 Piece Set, w/ Metal Box | Stanley Proto Industrial Tools | J4986 | LK-0120.01 | 1 | set
LOGISTICS | EQUIPMENT MAINTENANCE | Hex Key, Metric, 15 Piece Set, W/Metal Box | Stanley Proto Industrial Tools | J4988M | LK-0120.02 | 1 | set
LOGISTICS | EQUIPMENT MAINTENANCE | Standard and Phillips Tips Screw Starter, 6 1/4" | Stanley Proto Industrial Tools | J9866 | LK-0120.03 | 1 | set
LOGISTICS | EQUIPMENT MAINTENANCE | Mirror, Circular Inspection, 8" | Stanley Proto Industrial Tools | J2374 | LK-0120.04 | 1 | each
LOGISTICS | EQUIPMENT MAINTENANCE | Flexible Retrieving and Holding Tool, 13 1/2" | Stanley Proto Industrial Tools | J2344 | LK-0120.05 | 1 | each
LOGISTICS | EQUIPMENT MAINTENANCE | Telescopic Magnetic Retrieval Tool, 16 3/4-26 3/4" | Stanley Proto Industrial Tools | J2375 | LK-0120.06 | 1 | each
LOGISTICS | EQUIPMENT MAINTENANCE | Gauge, Spark Plug Gap Set | Stanley Proto Industrial Tools | 000K | LK-0120.07 | 1 | set
LOGISTICS | EQUIPMENT MAINTENANCE | Gauge, Feeler, 25 Blade Set | Stanley Proto Industrial Tools | 000AA | LK-0120.08 | 1 | set
LOGISTICS | EQUIPMENT MAINTENANCE | File, Set, 6 Piece | SK Tools | 90196 | LK-0120.09 | 1 | set
LOGISTICS | EQUIPMENT MAINTENANCE | Cleaner, Battery Post | Stanley Proto Industrial Tools | J2320 | LK-0120.10 | 1 | each
LOGISTICS | EQUIPMENT MAINTENANCE | Screwdriver Set, Combination, 19 Piece | Stanley Proto Industrial Tools | 88819 | LK-0120.11 | 1 | set
LOGISTICS | EQUIPMENT MAINTENANCE | Awl, Scratch, 100 plus | Stanley Proto Industrial Tools | 69-006 | LK-0120.12 | 1 | each
LOGISTICS | EQUIPMENT MAINTENANCE | Pliers, Set, 5 Piece, to include 6" slip joint, 7" slip groove, 10" slip groove, 7" heavy duty diagonal cutter, 7" chain nose pliers/cutter | SK Tools | 7206 / 7507 / 7510 / 15017 / 17817 | LK-0120.13 | 1 | set
LOGISTICS | EQUIPMENT MAINTENANCE | Hook Set, 4 Piece | SK Tools | 90353 | LK-0120.14 | 1 | each
LOGISTICS | EQUIPMENT MAINTENANCE | Pliers, Power Track II, Natural Finish, 12" | Stanley Proto Industrial Tools | J264SG | LK-0120.15 | 1 | each
LOGISTICS | EQUIPMENT MAINTENANCE | Pliers, Power Track II, Natural Finish, 16 7/8" | Stanley Proto Industrial Tools | J265SG | LK-0120.16 | 1 | each
LOGISTICS | EQUIPMENT MAINTENANCE | Pliers, Convertible, Retaining Ring, .038 90 degree tip | Stanley Proto Industrial Tools | J371 | LK-0120.17 | 1 | each
LOGISTICS | EQUIPMENT MAINTENANCE | Pliers, Convertible, Retaining Ring, .070 90 degree tip | Stanley Proto Industrial Tools | J376L | LK-0120.18 | 1 | each
LOGISTICS | EQUIPMENT MAINTENANCE | Pliers, Convertible, Retaining Ring, .038 0 degree tip | Stanley Proto Industrial Tools | J399 | LK-0120.19 | 1 | each
LOGISTICS | EQUIPMENT MAINTENANCE | Convertible Retaining Ring Pliers, .070 0 degree tip | Stanley Proto Industrial Tools | J385 | LK-0120.20 | 1 | each
LOGISTICS | EQUIPMENT MAINTENANCE | Hammer, framing straight claw, 22 oz., steel, mill face | Estwing | E3-22SM | LK-0120.21 | 1 | each
LOGISTICS | EQUIPMENT MAINTENANCE | Hammer, Standard Head, Soft Face, Compo-Cast, 21 oz. | Stanley Proto Industrial Tools | 57-532 | LK-0120.22 | 1 | each
LOGISTICS | EQUIPMENT MAINTENANCE | Hammer, Ball Pein, Compo Cast, 32 oz | Stanley Proto Industrial Tools | 54-532 | LK-0120.23 | 1 | each
LOGISTICS | EQUIPMENT MAINTENANCE | Hammer, Ball Pein, Compo Cast, 16 oz | Stanley Proto Industrial Tools | 54-516 | LK-0120.24 | 1 | each
LOGISTICS | EQUIPMENT MAINTENANCE | Gasket Scraper and Carbon Scraper | Stanley Proto Industrial Tools | 2336 | LK-0120.25 | 1 | each
LOGISTICS | EQUIPMENT MAINTENANCE | Puller, Cotter Pin | Stanley Proto Industrial Tools | 2306 | LK-0120.26 | 1 | each
LOGISTICS | EQUIPMENT MAINTENANCE | 4 Piece Pry Bar Set | Stanley Proto Industrial Tools | 2100 | LK-0120.27 | 1 | set
LOGISTICS | EQUIPMENT MAINTENANCE | 12 Piece Punch and Chisel Set | Stanley Proto Industrial Tools | 2 | LK-0120.28 | 1 | set
LOGISTICS | EQUIPMENT MAINTENANCE | Hammer, Soft Face, 1.43 lb | Stanley Proto Industrial Tools | SF200HM | LK-0120.29 | 1 | each
LOGISTICS | EQUIPMENT MAINTENANCE | Wrench, Adjustable, 3 piece Set, 8", 10", 12" | Stanley Proto Industrial Tools | 795 | LK-0120.30 | 1 | set
LOGISTICS | EQUIPMENT MAINTENANCE | Pliers, Locking, Straight Jaw, 7" | Stanley Proto Industrial Tools | 291R | LK-0120.31 | 1 | each
LOGISTICS | EQUIPMENT MAINTENANCE | Pliers, Locking, Straight Jaw, 10" | Stanley Proto Industrial Tools | 293R | LK-0120.32 | 1 | each
LOGISTICS | EQUIPMENT MAINTENANCE | Pliers, Locking, Chain Clamp, 18" | Stanley Proto Industrial Tools | 262R | LK-0120.33 | 1 | each
LOGISTICS | EQUIPMENT MAINTENANCE | Can, Fuel, military (MFC 3-20L) IATA/ICAO specification or equivalent (gaskets and caps as appropriate for product) | NSN | 7240-01-337-5268 | LK-0121.00 | 20 | each | Y
LOGISTICS | EQUIPMENT MAINTENANCE | Stand, Jerrican, Collapsible | Hunter Mfr | 106369 | LK-0121.01 | 8 | each
LOGISTICS | EQUIPMENT MAINTENANCE | Adapter Kit, Gravity Feed, 5 Gallon Jerrican | Scepter | 04914, NSN 7240-01-912-7162 | LK-0121.02 | 4 | each
LOGISTICS | EQUIPMENT MAINTENANCE | Oil, Engine multi-grade | Valvoline | 10W30 | LK-0122.00 | 24 | each | Y
LOGISTICS | EQUIPMENT MAINTENANCE | Pump, Transfer (Black & Decker, Jack Rabbit, or equivalent) | Ace | 4032363 | LK-0123.00 | 1 | each
LOGISTICS | EQUIPMENT MAINTENANCE | Replacement Parts, Military (MFC 3-20L)Fuel Can, to include caps, cap retainer straps, gaskets. | NSN | Per Part Required | LK-0124.00 | 1 | lot
LOGISTICS | EQUIPMENT MAINTENANCE | Pour Spout, 1" Diameter, Fuel can military (MFC 3-20L) | NSN | NSN 7240-21-910-7112 | LK-0125.00 | 5 | each
LOGISTICS | EQUIPMENT MAINTENANCE | Spout, Pour, 19mm Diameter, Fuel can military (MFC 3-20L) | NSN | NSN 7240-21-914-0227 | LK-0126.00 | 2 | each
LOGISTICS | EQUIPMENT MAINTENANCE | Wrap, stretch 20", roll, with handles | Intermatic | H3203/000wg | LK-0127.00 | 4 | roll
LOGISTICS | EQUIPMENT MAINTENANCE | Banding system, with strapping, tensioner/cutter, sealer, and seals | Special Steel Tool Offer | H-622-3/4 | LK-0128.00 | 1 | set
LOGISTICS | EQUIPMENT MAINTENANCE | Drill/Driver, Heavy Duty, XRP 1/2", 12V Cordless, Kit | DeWalt | DC940KA | LK-0130.00 | 1 | each
LOGISTICS | EQUIPMENT MAINTENANCE | Screw Driving set, 29 bit, w/ Case | DeWalt | DW2162 | LK-0130.01 | 1 | set
LOGISTICS | EQUIPMENT MAINTENANCE | Drill Bit Set, 21 Piece, (1/16-3/8") | Irwin Industrial Tools | A60221 | LK-0130.02 | 1 | set
LOGISTICS | EQUIPMENT MAINTENANCE | Cutter, Rope | Weller | D550 | LK-0131.00 | 2 | each
LOGISTICS | EQUIPMENT MAINTENANCE | Tip, Cutting, for rope cutter | Weller | WE-RCT | LK-0131.01 | 2 | each
LOGISTICS | EQUIPMENT MAINTENANCE | Tool Box | Waterloo | PCH2030 | LK-0132.00 | 1 | each
LOGISTICS | EQUIPMENT MAINTENANCE | Tool Chest | Waterloo | ML500 | LK-0133.00 | 1 | each
MEDICAL | ANTIBIOTICS / ANTIFUNGALS | Antibiotics/Antifungals | Manufacturer/ Vendor - Meet or Exceed This Quality | Model / Part #(s) Meet or Exceed This Quality | MA-0000.00 | ARM QTY | Unit of Issue | Haz-Dec Possible
MEDICAL | ANTIBIOTICS / ANTIFUNGALS | Amoxicillin/Clavulinic Acid, 875 mg, (NDC 93227534) | McKesson Pharm 21309844 | Moore Medical # 74241 | MA-0101.00 | 100 | tablets
MEDICAL | ANTIBIOTICS / ANTIFUNGALS | Bacitracin Ointment, 15gm tubes, TOP | Emergency Medical Products | 1026434 | MA-0103.00 | 48 | tubes
MEDICAL | ANTIBIOTICS / ANTIFUNGALS | Hibiclens, 8oz bottle | Molnlycke Health Care | MON 75081800 | MA-0104.00 | 8 | bottle
MEDICAL | ANTIBIOTICS / ANTIFUNGALS | Betadine Ointment, packets or tubes | Moore Medical | 90759 | MA-0106.00 | 50 | pkg
MEDICAL | ANTIBIOTICS / ANTIFUNGALS | Ceftriaxone, 1gm unit doses, IM or IV, (NDC 517871110) | American Regent 508858 | Moore Medical 86545 | MA-0107.00 | 16 | each
MEDICAL | ANTIBIOTICS / ANTIFUNGALS | Cephalexin, 500mg, PO (NDC 93314701) | McKesson Pharm 21309844 | Moore Medical 81262 | MA-0108.00 | 300 | each
MEDICAL | ANTIBIOTICS / ANTIFUNGALS | Cephazolin, 1gm unit doses, IV, Vials (NDC 781345196) | McKesson Pharm 21309844 | Moore Medical 87864 | MA-0110.00 | 25 | vials
MEDICAL | ANTIBIOTICS / ANTIFUNGALS | Ciprofloxacin, 500mg, PO, (NDC 85175402) | Schering Lab 376512 | Moore Medical 86771 | MA-0111.00 | 400 | tablets
MEDICAL | ANTIBIOTICS / ANTIFUNGALS | Clotrimazole / Lotrimin cream, | Emergency Medical Products | 1887819 | MA-0112.00 | 20 | tubes
MEDICAL | ANTIBIOTICS / ANTIFUNGALS | Azlthromycin, 500mg tab, PO, (NDC 93716956) | McKesson Pharm 21309844 | Moore Medical 86738 | MA-0114.00 | 200 | tablets
MEDICAL | ANTIBIOTICS / ANTIFUNGALS | Flagyl, 500mg unit dose, IV, or equivalent |  |  | MA-0115.00 | 10 | vials
MEDICAL | ANTIBIOTICS / ANTIFUNGALS | Fungal Powder (Tinactin or equivalent), small cans, TOP | Schering Plough | Moore Medical 88761 | MA-0116.00 | 25 | each
MEDICAL | ANTIBIOTICS / ANTIFUNGALS | Silver Sulfadiazine Cream, 1%, 50gm bottles, TOP (NDC 49884060036) | McKesson Pharm 21309844 | Moore Medical 57673 | MA-0119.00 | 24 | each
MEDICAL | ANTIBIOTICS / ANTIFUNGALS | Vancomycin, 1gm unit doses, IV (NDC 409653301) | Abbott 21261386 | Moore Medical 70686 | MA-0120.00 | 12 | vials
MEDICAL | ANTIBIOTICS / ANTIFUNGALS | Acetazolamide, 250mg, PO, | Boundtree | 4023-01 | MA-0131.00 | 250 | each
MEDICAL | ANTIBIOTICS / ANTIFUNGALS | Septra DS / Bactrim, tablets | Boundtree | 0053-01 | MA-0155.00 | 10 | each
MEDICAL | PATIENT COMFORT MEDICATIONS | Patient Comfort Medications | Manufacturer/ Vendor - Meet or Exceed This Quality | Model / Part #(s) Meet or Exceed This Quality | MB-0000.00 | ARM QTY | Unit of Issue | Haz-Dec Possible
MEDICAL | PATIENT COMFORT MEDICATIONS | Antacid/Simethicone, PO | Moore Medical | 87675 | MB-0101.00 | 250 | each
MEDICAL | PATIENT COMFORT MEDICATIONS | Zofran tablets, 4 mg | GlaxoSmithKline | 99614-02-5 | MB-0102.00 | 50 | tablets
MEDICAL | PATIENT COMFORT MEDICATIONS | Ducusate Sodium 100mg or equivalent | Moore Medical | 59133 | MB-0104.00 | 50 | tablets
MEDICAL | PATIENT COMFORT MEDICATIONS | Hemorrhoidal Rectal Suppositories (Anusol HC or equivalent) | Moore Medical | 79964 | MB-0105.00 | 10 | each
MEDICAL | PATIENT COMFORT MEDICATIONS | Pseudephedrine, 60mg tablets, PO, (NDC 93725201) | McKesson Pharm 21309844 | Moore Medical 80020 | MB-0110.00 | 200 | tablets
MEDICAL | PATIENT COMFORT MEDICATIONS | Transdermal Patch/Scopolamine, 1.5 mg | Novartis | Transdern SCOP | MB-0111.00 | 10 | each
MEDICAL | PATIENT COMFORT MEDICATIONS | Bisacodyl, (Dulcolax), 5mg, PO | Moore Medical | 66356 | MB-0116.00 | 20 | each
MEDICAL | PATIENT COMFORT MEDICATIONS | Powder, Gold Bond, or equivalent, 4oz bottle | Moore Medical | 92854 | MB-0117.00 | 12 | bottle
MEDICAL | PATIENT COMFORT MEDICATIONS | Ondansetron (Zofran), 2ml vital, (NDC 409475503) | Hospira Worldwide 21261386 | Moore Medical 86446 | MB-0118.00 | 50 | each
MEDICAL | PAIN MEDICATIONS | Pain Medications | Manufacturer/ Vendor - Meet or Exceed This Quality | Model / Part #(s) Meet or Exceed This Quality | MC-0000.00 | ARM QTY | Unit of Issue | Haz-Dec Possible
MEDICAL | PAIN MEDICATIONS | Acetaminophen, 325mg tablets, PO | Moore Medical | 83277 | MC-0102.00 | 500 | tablets
MEDICAL | PAIN MEDICATIONS | Aspirin, 325mg tablets, PO | Moore Medical | 64081 | MC-0103.00 | 300 | tablets
MEDICAL | PAIN MEDICATIONS | Ibuprofen, 800mg tablets, PO (may purchase alternative dose of 200mg or 400mg ) | Moore Medical | 88501 | MC-0105.00 | 500 | each
MEDICAL | PAIN MEDICATIONS | Morphine Sulfate, 10 mg injectable, (NDC 10019017844) | Baxter | 1001917844 | MC-0107.00 | 50 | vials
MEDICAL | PAIN MEDICATIONS | Oxycodone, 5mg/Acetominophen, 325mg tablets, PO | Moore Medical | 77695 | MC-0108.00 | 200 | tablets
MEDICAL | PAIN MEDICATIONS | Ketorolac, 30 mg/ml Single dose vial, IV, IM (NDC 409228761) | Hospira Worldwide 21261386 | Moore Medical 71099 | MC-0111.00 | 20 | each
MEDICAL | PAIN MEDICATIONS | Diprivan /Propofol 10mg/ml 100 ml vial | Hospira Worldwide 21261386 | Moore Medical 88089 | MC-0113.00 | 10 | bottle
MEDICAL | SEDATIVES / ANESTHETICS / PARALYTICS | Sedatives / Anesthetics / Paralytics | Manufacturer/ Vendor - Meet or Exceed This Quality | Model / Part #(s) | MD-0000.00 | ARM QTY | Unit of Issue | Haz-Dec Possible
MEDICAL | SEDATIVES / ANESTHETICS / PARALYTICS | Diazepam 5mg Tabs PO, (NDC 172392660) | McKesson Pharm 21309844 | Moore Medical 86987 | MD-0102.00 | 20 | each
MEDICAL | SEDATIVES / ANESTHETICS / PARALYTICS | Fentanyl Citrate, 50mcg/cc, 2ml amp (NDC 1001903727) | Baxter | 1001903727 | MD-0103.00 | 25 | each
MEDICAL | SEDATIVES / ANESTHETICS / PARALYTICS | Haloperidol, Injection, 5mg/ml, 1ml amps | Moore Medical | 95047 | MD-0104.00 | 4 | each
MEDICAL | SEDATIVES / ANESTHETICS / PARALYTICS | Ketamine Injection 500 mg vial | Hospira Worldwide 2053-10 | Moore Medical 74647 | MD-0106.00 | 20 | each
MEDICAL | SEDATIVES / ANESTHETICS / PARALYTICS | Midazolam, Injection, 5mg/ml, 5ml amps (NDC 409230801) | Hospira Worldwide 21261386 | Moore Medical 77442 | MD-0108.00 | 10 | each
MEDICAL | SEDATIVES / ANESTHETICS / PARALYTICS | Succinylcholine, 200mg/10ml vial (NDC 409662902) | Hospira Worldwide 21261386 | Moore Medical 74625 | MD-0109.00 | 10 | each
MEDICAL | SEDATIVES / ANESTHETICS / PARALYTICS | Vecuronium, Injection, 10mg vials (NDC 41616093144) | McKesson Pharm 21309844 | Moore Medical 93148 | MD-0111.00 | 20 | each
MEDICAL | SEDATIVES / ANESTHETICS / PARALYTICS | Bupivacaine 0.5% 30 ml vial (NDC 74161050) | Hospira Worldwide 21261386 | Moore Medical 28777 | MD-0112.00 | 4 | each
MEDICAL | SEDATIVES / ANESTHETICS / PARALYTICS | Lidocaine, Injection, 1% w/ epinephrine, multi-use 50ml vial (NDC 409317803) | Hospira Worldwide 21261386 | Moore Medical 62844 | MD-0113.00 | 10 | each
MEDICAL | SEDATIVES / ANESTHETICS / PARALYTICS | Lorazepam, 2mg/ml, 5cc vial | Baxter | 6097711301 | MD-0115.00 | 25 | each
MEDICAL | STEROIDS | Steroids | Manufacturer/ Vendor - Meet or Exceed This Quality | Model / Part #(s) Meet or Exceed This Quality | ME-0000.00 | ARM QTY | Unit of Issue | Haz-Dec Possible
MEDICAL | STEROIDS | Prednisone, 20mg tablets, PO, (NDC 143147701) | McKesson Pharm 21309844 | Moore Medical 58395 | ME-0102.00 | 100 | tablets
MEDICAL | STEROIDS | Triamcinolone Cream, 0.1%, 15gm tube, TOP (NDC 45802006405) | McKesson Pharm 21309844 | Moore Medical 94347 | ME-0103.00 | 20 | each
MEDICAL | STEROIDS | Decadron, 4mg/ml, 5ml vial (NDC 517490524) | American Regent 508858 | 65977 | ME-0104.00 | 4 | each
MEDICAL | MISCELLANEOUS MEDICATIONS | Miscellaneous Medications | Manufacturer/ Vendor - Meet or Exceed This Quality | Model / Part #(s) Meet or Exceed This Quality | MF-0000.00 | ARM QTY | Unit of Issue | Haz-Dec Possible
MEDICAL | MISCELLANEOUS MEDICATIONS | Charcoal, activated, 50 gr tube | Moore Medical | 57716 | MF-0102.00 | 5 | each
MEDICAL | MISCELLANEOUS MEDICATIONS | H2 Blocker, e.g.Cimetadine, PO | Moore Medical | 90505 | MF-0104.00 | 100 | tablets
MEDICAL | MISCELLANEOUS MEDICATIONS | Insulin, Regular Human, Injection, 100u vials, IV/SC | Moore Medical | 31696 | MF-0107.00 | 2 | each
MEDICAL | MISCELLANEOUS MEDICATIONS | Magnesium Sulfate 50%, 5gm/10ml, vials (NDC 517261025) | American Regent 508858 | Moore Medical 80848 | MF-0108.00 | 6 | each
MEDICAL | MISCELLANEOUS MEDICATIONS | Mannitol, 25%, 12.5gm/50ml amp vials, IV (NDC 409403101) | Hospira Worldwide 21261386 | Moore Medical 75164 | MF-0109.00 | 10 | each
MEDICAL | MISCELLANEOUS MEDICATIONS | Kepra, Injection, 500mg vial | UCB Phara |  | MF-0111.00 | 6 | each
MEDICAL | MISCELLANEOUS MEDICATIONS | Phenytoin, 100mg, PO, (NDC 10019051001) | Pfizer 334374 | Moore Medical 84295 | MF-0112.00 | 30 | each
MEDICAL | MISCELLANEOUS MEDICATIONS | Pralidoxime, 1gm vials (NDC 60977014101) | Baxter | 6097714101 | MF-0115.00 | 30 | each
MEDICAL | MISCELLANEOUS MEDICATIONS | Truvada, 300mg (TENOFADIR/EMTRICITABINE) or current CDC recommendation |  |  | MF-0116.00 | 30 | tablets
MEDICAL | MISCELLANEOUS MEDICATIONS | Isentress (RALTEGRAVIR), 400mg or current CDC recommendation |  |  | MF-0118.00 | 60 | tablets
MEDICAL | MISCELLANEOUS MEDICATIONS | Etomidate, 2mg/ml, 20mg vial (NDC 74669502) | Hospira Worldwide 21261386 | Moore Medical 84783 | MF-0119.00 | 10 | each
MEDICAL | MISCELLANEOUS MEDICATIONS | Diphenhydramine, 25mg, PO, |  | Moore Medical 92896 | MF-0120.00 | 100 | each
MEDICAL | MISCELLANEOUS MEDICATIONS | Diphenhydramine, Injection, 50mg/ml, 50mg vials, IM/IV, (NDC 641037625) | Baxter Anest. and Critical Care 21241746 | Moore Medical 81644 | MF-0121.00 | 16 | vials
MEDICAL | MISCELLANEOUS MEDICATIONS | Dextrose, 50%, 25gm amps, pre-filled | Moore Medical | 67022 | MF-0122.00 | 24 | each
MEDICAL | MISCELLANEOUS MEDICATIONS | Naloxone, 1mg/ml, 2mg vial | Moore Medical | 68719 | MF-0123.00 | 10 | vials
MEDICAL | MISCELLANEOUS MEDICATIONS | Fexofenadine, 180mg, PO, (NDC 93725201) | McKesson Pharm 21309844 | Moore Medical 80020 | MF-0124.00 | 100 | each
MEDICAL | MISCELLANEOUS MEDICATIONS | TXA, 1gm in 10ml vial, (packaged 100mg/ML | Auromedics | NDC 55150-188-10 | MF-0125.00 | 10 | 100mg/ml in 10 ml vial
MEDICAL | INTRAVENOUS FLUIDS / VOLUME EXPANDERS | Intravenous Fluids / Volume Expanders | Manufacturer/ Vendor - Meet or Exceed This Quality | Model / Part #(s) Meet or Exceed This Quality | MG-0000.00 | ARM QTY | Unit of Issue | Haz-Dec Possible
MEDICAL | INTRAVENOUS FLUIDS / VOLUME EXPANDERS | D5 1/2 Normal Saline, 1000cc | Baxter | Moore Medical 77889 | MG-0101.00 | 28 | each
MEDICAL | INTRAVENOUS FLUIDS / VOLUME EXPANDERS | D5W 100 or 150 ml bags | Baxter | Moore Medical 2B0061 | MG-0102.00 | 15 | each
MEDICAL | INTRAVENOUS FLUIDS / VOLUME EXPANDERS | Normal Saline, 1000cc | Baxter | Moore Medical 77886 | MG-0104.00 | 70 | each
MEDICAL | INTRAVENOUS FLUIDS / VOLUME EXPANDERS | Normal Saline, 100 or 150 ml bags | Baxter | Moore Medical 2B1321 | MG-0106.00 | 15 | each
MEDICAL | IMMUNIZATIONS / IMMUNE GLOBULIN | Immunizations / Immune Globulin | Manufacturer/ Vendor - Meet or Exceed This Quality | Model / Part #(s) Meet or Exceed This Quality | MH-0000.00 | ARM QTY | Unit of Issue | Haz-Dec Possible
MEDICAL | IMMUNIZATIONS / IMMUNE GLOBULIN | Hepatitis B Immune Globulin, 5ml vials (NDC 58160082111) | GlasosmithKline 215 | 83225 | MH-0101.00 | 2 | each
MEDICAL | IMMUNIZATIONS / IMMUNE GLOBULIN | Rabies Immune Globulin-Human, 1500IU, 10ml vials (NDC 5390505101) | McKesson Pharm 21309844 | Moore Medical 78584 | MH-0102.00 | 2 | each
MEDICAL | IMMUNIZATIONS / IMMUNE GLOBULIN | Rabies Vaccine (Human Diploid Cell), 1ml/unit dose (NDC 49281025010) | Sanofi Pasteur 508264 | Moore Medical 65652 | MH-0103.00 | 4 | each
MEDICAL | IMMUNIZATIONS / IMMUNE GLOBULIN | TDAP/tetunusAdacel 0.5 ml SDV (NDC 492810400010) | Sanofi Pasteur 508264 | Moore Medical 83864 | MH-0104.00 | 5 | each
MEDICAL | CANINE TREATMENT | Canine Treatment | Manufacturer/ Vendor - Meet or Exceed This Quality | Model / Part #(s) Meet or Exceed This Quality | MI-0000.00 | ARM QTY | Unit of Issue | Haz-Dec Possible
MEDICAL | CANINE TREATMENT | Atropine eye drops | Schering-Plough | 1015068 | MI-0103.00 | 3 | each
MEDICAL | CANINE TREATMENT | Dexamethasone, 2 mg/ml (100 ml vial) or other available amount | Bimeda |  | MI-0106.00 | 2 | vial
MEDICAL | CANINE TREATMENT | Merck Veterinary Manual, 10th Edition or newer | Internet Search | veterinary manual, not human | MI-0107.00 | 1 | each
MEDICAL | CANINE TREATMENT | Metasplint, Canine, sized to meet canine needs; (or equivalent Sam Splint) 6 total, 2 of each size - small, medium, large | www.Shopmedvet.com | Mason Splint JOR651F medium JOR65110G large JOR651H Xlarge | MI-0109.00 | 6 | each
MEDICAL | CANINE TREATMENT | Muzzle, adjustable, basket type, leather or nylon, 3 total - 1 each: medium, large, extra large | Internet Search | 1 med, 1 large, 1 x-large | MI-0110.00 | 3 | each
MEDICAL | CANINE TREATMENT | Vetwrap, 3" rolls, 12/box | Internet Search | Pet Flex or Co-Flex | MI-0112.00 | 1 | box
MEDICAL | CANINE TREATMENT | Tape, Cloth, Porous, 1" rolls, 12/box | Kendall, Curity, J&J, Zonas |  | MI-0113.00 | 1 | box
MEDICAL | CANINE TREATMENT | Tube, Stomach, K9, 4 total: 2 small, 2 medium | Portex Equine | JOR106M; JOR106S | MI-0115.00 | 4 | each
MEDICAL | CANINE TREATMENT | Acepromazine, 10mg/ml, 50 ml bottle, Vet use only | Vet's choice |  | MI-0118.00 | 1 | vial
MEDICAL | CANINE TREATMENT | Apomorphine, 6mg Tabs |  |  | MI-0119.00 | 8 | each
MEDICAL | CANINE TREATMENT | Flagyl, 250mg, Tab (metronidazole) 100/bottle |  |  | MI-0124.00 | 2 | bottle
MEDICAL | CANINE TREATMENT | Flagyl, 500mg, Tab (metronidazole) 100/bottle |  |  | MI-0124.01 | 2 | bottle
MEDICAL | CANINE TREATMENT | Robitussin DM Syrup, 8oz. | Wyeth Consumer |  | MI-0125.00 | 2 | each
MEDICAL | CANINE TREATMENT | Butorphanol, 10 mg vial (Torbugesic, 10 mg/ml), (Vet use only) (Optional Purchase) | Vet's choice |  | MI-0126.00 | 6 | vial
MEDICAL | CANINE TREATMENT | Antisedan, Injectable (atipamezole HCl), (Vet use only) (Optional Purchase) | Pfizer |  | MI-0127.00 | 2 | vial
MEDICAL | CANINE TREATMENT | Domitor or Dexdomitor, Injectable (medetomidine HCl/Dexmedetomidine HCl), (Vet use only) (Optional Purchase) | Pfizer |  | MI-0128.00 | 2 | vial
MEDICAL | CANINE TREATMENT | Shears or K9 clippers, Rechargeable, w/#40 Blade | Oster or Wahl |  | MI-0129.00 | 1 | each
MEDICAL | CANINE TREATMENT | Tramadol 50 mg Tablets, 100/btl (Ultram, Tramal) | Internet Search |  | MI-0131.00 | 1 | bottle
MEDICAL | CANINE TREATMENT | Deramaxx Tablets, 100 mg, 90/btl, or equivalent (Rimadyl, Etogesic, Metacam, Piroxicam) (Vet use only) (Optional Purchase) | Vet's choice |  | MI-0132.00 | 1 | bottle
MEDICAL | CANINE TREATMENT | 4-Methylprazole (Fomepizole) Antizol-Vet 1.5 ml vial | Webster Veterinary |  | MI-0133.00 | 1 | vial
MEDICAL | CANINE TREATMENT | Animax, 15 ml btl, or equivalent (Panalog, otomax 15 gm), (Vet use only) (Optional Purchase) | Vet's choice |  | MI-0134.00 | 4 | bottle or tube
MEDICAL | CANINE TREATMENT | Mask, Anesthesia Induction, Canine, Small | A.M. Bickford | 05304 | MI-0135.00 | 1 | each
MEDICAL | CANINE TREATMENT | Mask, Anesthesia Induction, Canine, Large | A.M. Bickford | 05305 | MI-0135.01 | 1 | each
MEDICAL | CANINE TREATMENT | Mask, Anesthesia Induction, Canine, Extra Large | A.M. Bickford | 05308 | MI-0136.00 | 1 | each
MEDICAL | CANINE TREATMENT | Betagen Spray, 120 ml, or equivalent (antibiotic with steroid spray, like Gentocin spray with betamethasone ), (Vet use only) (Optional Purchase) | Vet's choice |  | MI-0138.00 | 1 | bottle
MEDICAL | CANINE TREATMENT | Cast Padding, 3”, 24/pkg | Cardinal Health | Specialist Brand #OR9083 | MI-0139.00 | 1 | pkg
MEDICAL | CANINE TREATMENT | Neosporin w/ steroid Ophthalmic Oint, 3.5 gram (any triple antibiotic with steroid) |  | NeoPolyBac w/HC (hydrocortisone) | MI-0140.00 | 5 | tubes
MEDICAL | CANINE TREATMENT | Neosporin w/o steroid Ophthalmic Oint, 3.5 gram (any triple antibiotic without steroid) |  | NeoPolyBac | MI-0140.01 | 5 | tubes
MEDICAL | CANINE TREATMENT | Euthanasia Solution, 100 ml/bottle, (Vet use only) (Optional Purchase) |  | Beuthanasia-D Special by Schering-Plough | MI-0141.00 | 1 | bottle
MEDICAL | CANINE TREATMENT | Handbook, Drug Dose, Plumb, 6th edition or newer | Internet Search | Veterinary Drug Handbook, Plumb, 6th ed | MI-0142.00 | 1 | each
MEDICAL | CANINE TREATMENT | Handbook, Toxicology and Poison | Internet Search | Handbook of Small Animal Toxicology and Poisonings 2nd ed; Gfeller & Messonnier | MI-0143.00 | 1 | each
MEDICAL | CANINE TREATMENT | Powder, Styptic, 6 oz (42 grams) / bottle | Internet Search | Kwik Stop | MI-0144.00 | 2 | each
MEDICAL | CANINE TREATMENT | Handbook, Emergency, BSAVA Manual of Canine and Feline Emergency and Critical Care, by Lesley G. King (Editor), Richard Hammond (Editor) |  | BSAVA Manual of Canine and Feline Emergency and Critical Care | MI-0145.00 | 1 | each
MEDICAL | CANINE TREATMENT | Shears, Trimming, battery operated | Andis | BTB22965 | MI-0146.00 | 2 | each
MEDICAL | CANINE TREATMENT | Trimmers, Nail, K9, Heavy Duty, (pliers style) | Millers Forge | 767 | MI-0147.00 | 2 | each
MEDICAL | CANINE TREATMENT | Cerenia (maropitant citrate) 10 mg/ml or (Zofran, Anzemet) 20 ml vial |  |  | MI-0148.00 | 1 | vial
MEDICAL | CANINE TREATMENT | Cerenia tablets 60 mg, 4 tablets/box | Pfizer |  | MI-0149.00 | 3 | box
MEDICAL | CANINE TREATMENT | Dexamethasone Na Phos 4 mg/ml; 100 ml/bottle | Bimeda |  | MI-0150.00 | 1 | bottle
MEDICAL | CANINE TREATMENT | Suture, Synthetic, Absorbable, 2-0 monofilament, on an FS-1 cutting needle, (Polydioxanone (PDS, Maxon), polyglactone (Monocryl) 36/box | Ethicon | Z451H (PDS) PDP451H (PDS +) Y943H (Monocryl) | MI-0151.00 | 1 | box
MEDICAL | CANINE TREATMENT | Canine Probiotic, 15/box |  | Prostora, Proviable, Forti-Flora, or Equiv | MI-0153.00 | 1 | each
MEDICAL | BASIC AIRWAY EQUIPMENT | Basic Airway Equipment | Manufacturer/ Vendor - Meet or Exceed This Quality | Model / Part #(s) Meet or Exceed This Quality | MJ-0000.00 | ARM QTY | Unit of Issue | Haz-Dec Possible
MEDICAL | BASIC AIRWAY EQUIPMENT | Mask, Bag Valve, PEDI disposable, (ambu or equivalent) | Emergency Medical Products | 530214 | MJ-0102.00 | 4 | each
MEDICAL | BASIC AIRWAY EQUIPMENT | Cannula, Nasal O2, Adult | Emergency Medical Products | 33239 | MJ-0103.00 | 25 | each
MEDICAL | BASIC AIRWAY EQUIPMENT | Mask, Oxygen, pediatric, with tubing, 100% non-rebreather | Boundtree | 963-0366 | MJ-0105.00 | 6 | each
MEDICAL | BASIC AIRWAY EQUIPMENT | Mask, Oxygen, 100% non-rebreather type with tubing | Emergency Medical Products | 64059 | MJ-0106.00 | 30 | each
MEDICAL | BASIC AIRWAY EQUIPMENT | Airways, Nasopharyngeal, Kit, to include sizes 20 - 36 | Moore Medical | Rusch 89236 | MJ-0107.00 | 10 | each
MEDICAL | BASIC AIRWAY EQUIPMENT | Nebulizer set ups, adult | Emergency Medical Products | 1883 | MJ-0108.00 | 50 | each
MEDICAL | BASIC AIRWAY EQUIPMENT | Airways, Oropharyngeal, Kit | Emergency Medical Products | Berman 8139 | MJ-0109.00 | 10 | each
MEDICAL | BASIC AIRWAY EQUIPMENT | Tubing, Oxygen Extension, 25-50' starred lumen | Hudson | Doctor Depot online Part # 1119 | MJ-0110.00 | 6 | each
MEDICAL | BASIC AIRWAY EQUIPMENT | Tubing, Oxygen Extension, 7' starred lumen | Allied Healthcare 64200 | Moore medical 49664 | MJ-0111.00 | 6 | each
MEDICAL | BASIC AIRWAY EQUIPMENT | Mask, Pocket Style, Emergency Resuscitation | Laderal | EMP 820011 | MJ-0112.00 | 84 | each
MEDICAL | BASIC AIRWAY EQUIPMENT | Connectors, Oxygen Tubing, Double Male+A609 | Rehabmart | IG-INVMS4301 | MJ-0113.00 | 32 | each
MEDICAL | BASIC AIRWAY EQUIPMENT | Tubing, Suction, spare | Kendall | EMP 301705 | MJ-0114.00 | 2 | each
MEDICAL | BASIC AIRWAY EQUIPMENT | Canister, Suction, spare | Cardinal | EMP 65651 | MJ-0115.00 | 2 | each
MEDICAL | BASIC AIRWAY EQUIPMENT | Suction Unit, with Rechargeable battery and DC cord | SSCORT 3 | EMP S74000 | MJ-0116.00 | 2 | each
MEDICAL | BASIC AIRWAY EQUIPMENT | Suction, Manual, with Tonsil-style tip | Laderal | EMP 985015 | MJ-0117.00 | 8 | each
MEDICAL | BASIC AIRWAY EQUIPMENT | Valve, Diverter, 5-way, 2-15 LPM, | Life Support Products | 405-010 | MJ-0118.00 | 2 | each
MEDICAL | BASIC AIRWAY EQUIPMENT | Case, Carrying case Oxygen D cylinder size, deluxe or EQ | LA Rescue | LA3245G | MJ-0119.00 | 7 | each
MEDICAL | BASIC AIRWAY EQUIPMENT | Cylinder, oxygen, aluminum, D size (or 10 ea. Jumbo "D" cylinder) | Emergency Medical Products | CAT-4 | MJ-0120.00 | 14 | each | Y
MEDICAL | BASIC AIRWAY EQUIPMENT | Oxygen Regulator, with 2 Diss ports with check valves. 1 litter to 25 lpm flow rates. | Emergency Medical Products | Allied LSP series #270-220 | MJ-0121.00 | 7 | each
MEDICAL | BASIC AIRWAY EQUIPMENT | Regulator, Compressed gas, SCBA (CGA 357) to DISS Port, 45-70 PSI | Allied Health | L106-275 | MJ-0123.00 | 2 | each
MEDICAL | BASIC AIRWAY EQUIPMENT | Catheter, Adult, Suction with Thumb Port 14FR | Tri-anim | 301-001-12106EA | MJ-0126.00 | 10 | each
MEDICAL | BASIC AIRWAY EQUIPMENT | Catheter, Pedi, Suction with Thumb Port, 6 FR | Moore Medical | 62785 | MJ-0127.00 | 6 | each
MEDICAL | BASIC AIRWAY EQUIPMENT | Catheter, Adult, Suction Yaunker | Moore Medical | 50112 | MJ-0128.00 | 10 | each
MEDICAL | BASIC AIRWAY EQUIPMENT | Aero Chamber Spacer Device, or equivalent | Moore Medical | 88742 | MJ-0129.00 | 8 | each
MEDICAL | BASIC AIRWAY EQUIPMENT | Mask, Bag Valve, adult, disposable compact module | Ambu or equivalent | Chinook #01373 | MJ-0130.00 | 12 | each
MEDICAL | ADVANCED AIRWAY EQUIPMENT | Advanced Airway Equipment | Manufacturer/ Vendor - Meet or Exceed This Quality | Model / Part #(s) Meet or Exceed This Quality | MK-0000.00 | ARM QTY | Unit of Issue | Haz-Dec Possible
MEDICAL | ADVANCED AIRWAY EQUIPMENT | Stylets, Endotracheal Tube, pediatric size | Rusch | 750 | MK-0105.00 | 8 | each
MEDICAL | ADVANCED AIRWAY EQUIPMENT | Detector, CO2, Endotracheal Tube, electronic | Massimo | EMMA2 | MK-0106.00 | 6 | each
MEDICAL | ADVANCED AIRWAY EQUIPMENT | Adapter, Adult/PEDI, CO2 box/25 | Massimo | 17448 | MK-0106.01 | 1 | box
MEDICAL | ADVANCED AIRWAY EQUIPMENT | Securing Devices, Endotracheal Tube | Thomas Tube holder 600-02001 | Moore Medical 54246 | MK-0107.00 | 12 | each
MEDICAL | ADVANCED AIRWAY EQUIPMENT | Stylets, Endotracheal Tube, adult size | Rusch | 1000 | MK-0108.00 | 12 | each
MEDICAL | ADVANCED AIRWAY EQUIPMENT | Tube, Endotracheal, 4.0 | Rusch | 506540 | MK-0110.00 | 8 | each
MEDICAL | ADVANCED AIRWAY EQUIPMENT | Tube, Endotracheal, 3.5 | Rusch | 506535 | MK-0111.00 | 8 | each
MEDICAL | ADVANCED AIRWAY EQUIPMENT | Tube, Endotracheal, 3.0 | Rusch | 506530 | MK-0112.00 | 8 | each
MEDICAL | ADVANCED AIRWAY EQUIPMENT | Tube, Endotracheal, 7.0 | Rusch | 504570 | MK-0113.00 | 10 | each
MEDICAL | ADVANCED AIRWAY EQUIPMENT | Tube, Endotracheal, 4.5 | Rusch | 504545 | MK-0114.00 | 8 | each
MEDICAL | ADVANCED AIRWAY EQUIPMENT | Tube, Endotracheal, 6.0 | Rusch | 504560 | MK-0115.00 | 10 | each
MEDICAL | ADVANCED AIRWAY EQUIPMENT | Tube, Endotracheal, 5.0 | Rusch | 504550 | MK-0116.00 | 8 | each
MEDICAL | ADVANCED AIRWAY EQUIPMENT | Tube, Endotracheal, 5.5 | Rusch | 504555 | MK-0116.01 | 8 | each
MEDICAL | ADVANCED AIRWAY EQUIPMENT | Tubes, Endotracheal, 8.0 | Rusch | 504580 | MK-0117.00 | 10 | each
MEDICAL | ADVANCED AIRWAY EQUIPMENT | Tube, Endotracheal, 10.0 | Rusch | 112082100 | MK-0118.00 | 2 | each
MEDICAL | ADVANCED AIRWAY EQUIPMENT | ETT Heat-Moisture Exchangers, disposable | Smiths Medical Critical Care | 002865 | MK-0119.00 | 10 | each
MEDICAL | ADVANCED AIRWAY EQUIPMENT | Forcep, Magill, Pediatric | Boundtree | 400007 | MK-0120.00 | 9 | each
MEDICAL | ADVANCED AIRWAY EQUIPMENT | Forcep, Magill, Adult | Boundtree | 400008 | MK-0121.00 | 9 | each
MEDICAL | ADVANCED AIRWAY EQUIPMENT | Handle, Laryngoscope, Fiberoptic, Non-Disposable, with batteries (C-cell) | Rusch | 441110 | MK-0122.00 | 2 | each
MEDICAL | ADVANCED AIRWAY EQUIPMENT | Blade, Laryngoscope, fiberoptic, non-disposable, including: Macintosh #3, 4 Miller #0, 1, 2, 3, (Tactical Laryngoscope set) | Rusch | 0048 | MK-0122.01 | 2 | sets
MEDICAL | ADVANCED AIRWAY EQUIPMENT | Handle, Laryngoscopy, Fiberoptic, Disposable | Rusch | DispoLED | MK-0123.00 | 8 | each
MEDICAL | ADVANCED AIRWAY EQUIPMENT | Blade, Laryngoscope, fiberoptic, disposable, including: Macintosh #3, 4 Miller #0, 1, 2, 3, (Tactical Laryngoscope set) | Rusch |  | MK-0123.01 | 8 | sets
MEDICAL | ADVANCED AIRWAY EQUIPMENT | Video Intubation Device, Laryngoscopy, non-rechargeable, w/necessary cables, complete w/blades | Vivid Trac / McGrath |  | MK-0123.02 | 2 | each
MEDICAL | ADVANCED AIRWAY EQUIPMENT | Valve, Positive End-Expiratory Pressure (PEEP), adjustable 0-15, disposable | Mercury Medical | 10-535330 | MK-0125.00 | 12 | each
MEDICAL | ADVANCED AIRWAY EQUIPMENT | Ventilator, Portable, Automatic Emergency, w/accessories & case | Zoll | A800-AEV1-00 | MK-0136.00 | 2 | each
MEDICAL | ADVANCED AIRWAY EQUIPMENT | Circuit, Adult, Disposable, EMV+ AEV, Eagle II, 6 foot Length, Single Patient use (15 per case) | Zoll | 820-0106-15 | MK-0136.02 | 10 | each
MEDICAL | ADVANCED AIRWAY EQUIPMENT | Whistle Airway Monitor | Great Plains Ballistics | Moore Medical 65338 | MK-0138.00 | 12 | each
MEDICAL | ADVANCED AIRWAY EQUIPMENT | Airway, Non Visualized, Adult, Super Glotic Airway | Smith Medical | 100/220/400 | MK-0140.00 | 6 | each
MEDICAL | ADVANCED AIRWAY EQUIPMENT | Thoracostomy Procedure Kit | Cook | Boundtree 62101 | MK-0141.00 | 9 | each
MEDICAL | ADVANCED AIRWAY EQUIPMENT | Cricothyroidotomy, Surgical, Kit | Bioseal |  | MK-0142.00 | 8 | each
MEDICAL | ADVANCED AIRWAY EQUIPMENT | Escherman bougie/ Flex guide or equivalent | Greenfield Medical | Moore Medical 78890 | MK-0145.00 | 10 | each
MEDICAL | RESPIRATORY TREATMENT MEDS | RESPIRATORY TREATMENT MEDS | Manufacturer/ Vendor - Meet or Exceed This Quality | Model / Part #(s) Meet or Exceed This Quality | ML-0000.00 | ARM QTY | Unit of Issue | Haz-Dec Possible
MEDICAL | RESPIRATORY TREATMENT MEDS | Albuterol, 0.5% Soln, 20mg multi-dose bottles, INHAL (NDC 50383074120) | McKesson Pharm 21309844 | Moore Medical 82398 | ML-0108.00 | 3 | each
MEDICAL | RESPIRATORY TREATMENT MEDS | Albuterol, 2.5mg unit dose, INHAL, 25/box (NDC 487950125) | McKesson Pharm 21309844 | Moore Medical 88283 | ML-0109.00 | 50 | each
MEDICAL | RESPIRATORY TREATMENT MEDS | Albuterol, MDI/Aerosol, INHAL | Moore Medical | 81993 | ML-0110.00 | 8 | each
MEDICAL | RESPIRATORY TREATMENT MEDS | Ipratropium / Combivent Inhaler Aerosol | Moore Medical | 74265 | ML-0112.00 | 6 | each
MEDICAL | INTRAVENOUS ACCESS / ADMINISTRATION | Intravenous Access / Administration | Manufacturer/ Vendor - Meet or Exceed This Quality | Model / Part #(s) Meet or Exceed This Quality | MM-0000.00 | ARM QTY | Unit of Issue | Haz-Dec Possible
MEDICAL | INTRAVENOUS ACCESS / ADMINISTRATION | Wipes, Alcohol, 200/box | Kendall | 686818 | MM-0101.00 | 2 | box
MEDICAL | INTRAVENOUS ACCESS / ADMINISTRATION | Pads, Chlora Prep Pad. box of 25 | BD | 260400 or 260415 | MM-0102.00 | 2 | box
MEDICAL | INTRAVENOUS ACCESS / ADMINISTRATION | Catheter, IV, 14g (E.S.I.P.) | Becton Dickson | 381467 | MM-0103.00 | 50 | each
MEDICAL | INTRAVENOUS ACCESS / ADMINISTRATION | Catheter, IV, 22g (E.S.I.P.) | Braun | 4252519-02 | MM-0104.00 | 50 | each
MEDICAL | INTRAVENOUS ACCESS / ADMINISTRATION | Catheter, IV, 24g (E.S.I.P.) | Braun | 4252500-02 | MM-0105.00 | 50 | each
MEDICAL | INTRAVENOUS ACCESS / ADMINISTRATION | Catheter, IV, 20g (E.S.I.P.) | Braun | 4252535-02 | MM-0106.00 | 50 | each
MEDICAL | INTRAVENOUS ACCESS / ADMINISTRATION | Catheter, IV, 18g (E.S.I.P.) | Braun | 4252560-02 | MM-0107.00 | 50 | each
MEDICAL | INTRAVENOUS ACCESS / ADMINISTRATION | Catheter, IV, 16g (E.S.I.P.) | Braun | 4252586-02 | MM-0108.00 | 50 | each
MEDICAL | INTRAVENOUS ACCESS / ADMINISTRATION | Central Venous Access Kits Arrow, Triple Lumen, Adult | Arrow International | CS-25853-E | MM-0109.01 | 4 | each
MEDICAL | INTRAVENOUS ACCESS / ADMINISTRATION | Container, Sharp-Object Disposal, large size | Becton Dickson | 305480 | MM-0110.00 | 2 | each
MEDICAL | INTRAVENOUS ACCESS / ADMINISTRATION | Container, Sharp-Object Disposal, individual size | Sage | 8301 | MM-0111.00 | 24 | each
MEDICAL | INTRAVENOUS ACCESS / ADMINISTRATION | Tape, Cloth 2" | Kendall | 7139 | MM-0117.00 | 6 | each
MEDICAL | INTRAVENOUS ACCESS / ADMINISTRATION | Tape, IV site cover, 50/pkg | Tegaderm | 16240 | MM-0119.00 | 2 | pkg
MEDICAL | INTRAVENOUS ACCESS / ADMINISTRATION | Tourniquets for IV starts, disposable | Hygenic Corporation | 10264 | MM-0120.00 | 100 | each
MEDICAL | INTRAVENOUS ACCESS / ADMINISTRATION | Buretrol Sets | Setfinder | SFP3318-60 | MM-0121.00 | 6 | each
MEDICAL | INTRAVENOUS ACCESS / ADMINISTRATION | Tubing, IV, Coiled, 10gts/cc,Tactical | Chinook | NSN # 6515-01-562-6724 | MM-0122.00 | 18 | each
MEDICAL | INTRAVENOUS ACCESS / ADMINISTRATION | IV Set Ups, Multifunction Tubing, (Select 3) | Biomedix | B72-102 | MM-0123.00 | 48 | each
MEDICAL | INTRAVENOUS ACCESS / ADMINISTRATION | Labels, Medication Added | United Ad Label Co | UHL-HH506 | MM-0125.00 | 30 | each
MEDICAL | INTRAVENOUS ACCESS / ADMINISTRATION | Needle, 22g, 100/pkg | Becton Dickson | 305156 | MM-0126.00 | 1 | pkg
MEDICAL | INTRAVENOUS ACCESS / ADMINISTRATION | Needle, 18g, 100/pkg | Becton Dickson | 305195 | MM-0127.00 | 1 | pkg
MEDICAL | INTRAVENOUS ACCESS / ADMINISTRATION | Needle, 27g, 100/pkg | Becton Dickson | 305109 | MM-0128.00 | 1 | pkg
MEDICAL | INTRAVENOUS ACCESS / ADMINISTRATION | Normal Saline, 10cc plastic vials (for reconstitution) |  |  | MM-0129.00 | 28 | each
MEDICAL | INTRAVENOUS ACCESS / ADMINISTRATION | Pumps, Manual Fluid Infusion, disposable | David Clark | 18565G-22 | MM-0130.00 | 16 | each
MEDICAL | INTRAVENOUS ACCESS / ADMINISTRATION | Lock, Saline | Moore Medical | 74578 | MM-0131.00 | 48 | each
MEDICAL | INTRAVENOUS ACCESS / ADMINISTRATION | Syringe, Luerlock, 30cc (w/E.S.I.P.) 25/box | Becton Dickson | 309650 | MM-0132.00 | 1 | box
MEDICAL | INTRAVENOUS ACCESS / ADMINISTRATION | Holder, Syringe, Tubex-type (Carpuject) | Hospira | 204902 | MM-0133.00 | 10 | each
MEDICAL | INTRAVENOUS ACCESS / ADMINISTRATION | Syringe, Luer Lock, 10cc | Becton Dickson | 309695 | MM-0134.00 | 50 | each
MEDICAL | INTRAVENOUS ACCESS / ADMINISTRATION | Syringe, Luerlock, 1cc, (w/E.S.I.P), 100/pkg | Becton Dickson | 309602 | MM-0136.00 | 1 | pkg
MEDICAL | INTRAVENOUS ACCESS / ADMINISTRATION | Syringe, Luerlock, 3cc, (w/E.S.I.P) 25/pkg | Terumo | SS-03L | MM-0137.00 | 1 | pkg
MEDICAL | INTRAVENOUS ACCESS / ADMINISTRATION | IV Insulating and Warming Kits (Safe and Warm or equivalent) | Smithworks | 12VSS3L02 | MM-0140.00 | 6 | each
MEDICAL | INTRAVENOUS ACCESS / ADMINISTRATION | IV Set Up, Dial-A-Flow | Wolf Medical | RF5000 | MM-0141.00 | 7 | each
MEDICAL | INTRAVENOUS ACCESS / ADMINISTRATION | Tube, Red Top, 7ml | Becton Dickson | 357815 | MM-0142.00 | 1 | pkg
MEDICAL | INTRAVENOUS ACCESS / ADMINISTRATION | Tube, Holder, Blood Collection | Retractable Tec | 22701 | MM-0143.00 | 4 | each
MEDICAL | INTRAVENOUS ACCESS / ADMINISTRATION | Intraosseous EZIO Handle Kit, | Vidacare | 9058V | MM-0144.00 | 2 | each
MEDICAL | INTRAVENOUS ACCESS / ADMINISTRATION | Needle, Intraosseous, EZIO, Adult, 25mm needle with stabilizer | Vidacare | 9001V | MM-0144.01 | 10 | each
MEDICAL | INTRAVENOUS ACCESS / ADMINISTRATION | Needle, Intraosseous, EZIO, Pediatric, 15mm with stabilizer | Vidacare | 9018V | MM-0144.02 | 10 | each
MEDICAL | INTRAVENOUS ACCESS / ADMINISTRATION | Needle, Intraosseous, EZIO, LD, 45mm with stabilizer | Vidacare | 9079V | MM-0144.03 | 10 | each
MEDICAL | INTRAVENOUS ACCESS / ADMINISTRATION | Cannula, Blunt | Becton Dickson | 303345 | MM-0145.00 | 100 | each
MEDICAL | INTRAVENOUS ACCESS / ADMINISTRATION | Pump, IV Fluid, AAA Battery Powered, (less then 2 lbs.) | Zoll | 8700060001 | MM-0147.00 | 4 | each
MEDICAL | INTRAVENOUS ACCESS / ADMINISTRATION | Pump, IV Fluid, Cartridge, | Zoll | 8700060100 | MM-0148.00 | 20 | each
MEDICAL | INTRAVENOUS ACCESS / ADMINISTRATION | Medication Infusion Pump | Braun | 1850-90816 | MM-0149.00 | 1 | each
MEDICAL | INTRAVENOUS ACCESS / ADMINISTRATION | Tubing, Medication Infusion Pump | Braun |  | MM-0149.01 | 1 | box of 16
MEDICAL | PATIENT ASSESSMENT / GENERAL CARE | Patient Assessment / General Care | Manufacturer/ Vendor - Meet or Exceed This Quality | Model / Part #(s) Meet or Exceed This Quality | MN-0000.00 | ARM QTY | Unit of Issue | Haz-Dec Possible
MEDICAL | PATIENT ASSESSMENT CARE / GENERAL | Blankets, Mylar Space or equivalent | Emergency Medical Products | 111-3 | MN-0102.00 | 50 | each
MEDICAL | PATIENT ASSESSMENT CARE / GENERAL | BP Cuff, pediatric (Semi-Disposable) | American Diagnostics Corp | 700C | MN-0103.00 | 7 | each
MEDICAL | PATIENT ASSESSMENT CARE / GENERAL | BP Manometers | American Diagnostics Corp | A800 | MN-0104.00 | 10 | each
MEDICAL | PATIENT ASSESSMENT CARE / GENERAL | BP Cuff, adult (Semi-Disposable) | American Diagnostics Corp | 7004 | MN-0105.00 | 10 | each
MEDICAL | PATIENT ASSESSMENT CARE / GENERAL | BP Cuff, obese/thigh with Manometers | American Diagnostics Corp | 7007 | MN-0106.00 | 2 | each
MEDICAL | PATIENT ASSESSMENT CARE / GENERAL | Swabs, cotton, sterile, long, wrapped pairs | Kendell | 888454100 | MN-0107.00 | 50 | each
MEDICAL | PATIENT ASSESSMENT CARE / GENERAL | Electrodes, Cardiac Monitor, disposable, 4/pkg, 10 pkg/bx | ConMed | 1870C-004 | MN-0109.00 | 5 | box
MEDICAL | PATIENT ASSESSMENT CARE / GENERAL | Form, Patient Encounter |  |  | MN-0110.00 | 100 | each
MEDICAL | PATIENT ASSESSMENT CARE / GENERAL | Catheter, Foley, Prep Trays and Collection Bags (16 French) | Bard | 900016 | MN-0112.00 | 4 | each
MEDICAL | PATIENT ASSESSMENT CARE / GENERAL | Hemocult Slides and Developer (or equivalent), box | Beckman Coulter | SK-60151 | MN-0113.00 | 1 | each
MEDICAL | PATIENT ASSESSMENT CARE / GENERAL | Jelly, Lubricant, single use packets | Triad Disposables | 10-8472 | MN-0115.00 | 50 | each
MEDICAL | PATIENT ASSESSMENT CARE / GENERAL | Tubes, NG, Adult, 18 French | Argyle | 888264986 | MN-0117.00 | 4 | each
MEDICAL | PATIENT ASSESSMENT CARE / GENERAL | Tubes, NG, Pediatric, 8 French | Argyle | 888268086 | MN-0118.00 | 4 | each
MEDICAL | PATIENT ASSESSMENT CARE / GENERAL | Scissors, Trauma Dressing, disposable, pair | American Diagnostics Corp | 320 | MN-0120.00 | 18 | pair
MEDICAL | PATIENT ASSESSMENT CARE / GENERAL | Stethoscopes | American Diagnostics Corp | 609 | MN-0121.00 | 10 | each
MEDICAL | PATIENT ASSESSMENT CARE / GENERAL | Syringe, Irrigation Tip, 60cc | Amsino | AS115 | MN-0122.00 | 20 | each
MEDICAL | PATIENT ASSESSMENT CARE / GENERAL | Thermometers, oral, electronic | Welch Allyn | 01690-200 | MN-0123.00 | 2 | each
MEDICAL | PATIENT ASSESSMENT CARE / GENERAL | Tongue Depressors, sterile, individually wrapped, box | Medline | 25-705 | MN-0125.00 | 1 | box
MEDICAL | PATIENT ASSESSMENT CARE / GENERAL | Triage Tags (Dept. of Transportation-type) 50/pkg | DMS | 5006 | MN-0126.00 | 2 | pkg
MEDICAL | PATIENT ASSESSMENT CARE / GENERAL | Urine Multi-stix (or equivalent), 100 Strips/Pkg | Bayer Corp | 2161 | MN-0127.00 | 2 | pkg
MEDICAL | PATIENT ASSESSMENT CARE / GENERAL | Urinal | Medline | 80235 | MN-0128.00 | 2 | each
MEDICAL | PATIENT ASSESSMENT CARE / GENERAL | Bed Pan, Fracture | Medline | 84442 | MN-0129.00 | 2 | each
MEDICAL | PATIENT ASSESSMENT CARE / GENERAL | Cot, Patient, Surgical Medical, Waist Level | Integrity Medical Solutions | WC400APC | MN-0130.00 | 1 | each
MEDICAL | PATIENT ASSESSMENT CARE / GENERAL | Ice Packs, Gel, 6 x 9 Reusable | Boundtree | 954306 | MN-0131.00 | 10 | each
MEDICAL | PATIENT ASSESSMENT CARE / GENERAL | Tube, Chest, 10 FR | Atrium Medical Corp. | 8010 | MN-0132.00 | 2 | each
MEDICAL | PATIENT ASSESSMENT CARE / GENERAL | Tube, Chest, 36 FR | Atrium Medical Corp. | 8036 | MN-0134.00 | 2 | each
MEDICAL | PATIENT ASSESSMENT CARE / GENERAL | Tube, Chest, 20 FR | Atrium Medical Corp. | 8020 | MN-0135.00 | 2 | each
MEDICAL | PATIENT ASSESSMENT CARE / GENERAL | Tube, Chest, 32 FR | Atrium Medical Corp. | 8032 | MN-0136.00 | 2 | each
MEDICAL | PATIENT ASSESSMENT CARE / GENERAL | Fan, Room (for treating heat illness), large | Air King | 9214 | MN-0138.00 | 4 | each
MEDICAL | PATIENT ASSESSMENT CARE / GENERAL | Heimlich Valves or equivalent | Becton Dickson | 373460 | MN-0139.00 | 12 | each
MEDICAL | PATIENT ASSESSMENT CARE / GENERAL | Obstetrics Kit, disposable with ear bulb syringe | Busse | 388 | MN-0143.00 | 2 | each
MEDICAL | PATIENT ASSESSMENT CARE / GENERAL | Plastic Fluid Collection Bags (for chest tubes) | Atrium Medical Corp. - 1-800-528-7486 | 16200 | MN-0144.00 | 12 | each
MEDICAL | PATIENT ASSESSMENT CARE / GENERAL | Pleurevac Chambers or equivalent | Teleflex | A-6000-68L | MN-0145.00 | 4 | each
MEDICAL | PATIENT ASSESSMENT CARE / GENERAL | Tissues, Facial, (pocket packs) | Kleenex | 44788813 | MN-0146.00 | 50 | pkg
MEDICAL | PATIENT ASSESSMENT CARE / GENERAL | Bottles, Spray or Misting | NIB | 8125-00-488-7952 | MN-0147.00 | 2 | each
MEDICAL | PATIENT ASSESSMENT CARE / GENERAL | Corpsman, Kit, Field, ENT, Basic or equivalent | North American Rescue | 20-0001 / NSN 6545-01-458-6057 | MN-0150.00 | 4 | each
MEDICAL | PATIENT ASSESSMENT CARE / GENERAL | Corpsman, Kit, Field, Deluxe, ENT | North American Rescue | 20-0002 / NSN 654-01-458-6178 | MN-0151.00 | 2 | each
MEDICAL | PATIENT ASSESSMENT CARE / GENERAL | Glucometer | One Touch |  | MN-0152.00 | 7 | each
MEDICAL | PATIENT ASSESSMENT CARE / GENERAL | Glucometer, patient test strips | One Touch |  | MN-0153.00 | 1 | box
MEDICAL | PATIENT ASSESSMENT CARE / GENERAL | Glucometer, QA solution | One Touch |  | MN-0154.00 | 1 | each
MEDICAL | PATIENT ASSESSMENT CARE / GENERAL | Lancet, for use with Glucometer, box of 100 | One Touch | 53885-0393-10 | MN-0155.00 | 1 | box
MEDICAL | PATIENT ASSESSMENT CARE / GENERAL | Chest Tube Kit | Bioseal | TOQ 232 | MN-0156.00 | 4 | each
MEDICAL | PATIENT ASSESSMENT CARE / GENERAL | Hypothermia Wrap | Chinook | Helios-05115 | MN-0157.00 | 6 | each
MEDICAL | PATIENT ASSESSMENT CARE / GENERAL | IFAK (Indvidual First Aid Kit) to contain 1 each of the following: Tourniquet (MR-0150.00), Hemostatic agent (MR-0151.00), Israeli Dressing (MR-0152.00), ABD 5x8 Gauze dressing (MR-0117.00), Pair of Nitrile Gloves (MP-0115.00) Up to 80 Kits | Per Cache Items | Per Cache Items | MN-0158.00 | 80 | each
MEDICAL | PATIENT ASSESSMENT CARE / GENERAL | MFAK (Medical First Aid Kit) to contain the following: 2x Tourniquet (MR-0150.00), 2x Hemostatic agent (MR-0151.00), Israeli Dressing (MR-0152.00), ABD 5x8 Gauze dressing (MR-0117.00), Pair of Nitrile Gloves (MP-0115.00) | Per Cache Items | Per Cache Items | MN-0159.00 | 12 | each
MEDICAL | PATIENT ASSESSMENT CARE / GENERAL | ARS, for Needle Decompression | North American Rescue | NSN#6515-01-541-0635 | MN-0159.01 | 12 | each
MEDICAL | PATIENT ASSESSMENT CARE / GENERAL | Pouch for IFAK and MFAK, Color determined by Task Force. (Up to 80 for IFAK MN-0158.00) (12 for MFAK MN-0159.00) | Condor, Rip-Away EMT poucch | MA41-010 | MN-0160.00 | 92 | each
MEDICAL | PATIENT ASSESSMENT CARE / GENERAL | Ultrasound, Imging, Compact | GE | V Scan w/ Dual Probe | MN-0161.00 | 1 | each
MEDICAL | PATIENT IMMOBILIZATION / EXTRICATION | Patient Immobilization / Extrication | Manufacturer/ Vendor - Meet or Exceed This Quality | Model / Part #(s) Meet or Exceed This Quality | MO-0000.00 | ARM QTY | Unit of Issue | Haz-Dec Possible
MEDICAL | PATIENT IMMOBILIZATION / EXTRICATION | Collars, Cervical, Pediatric | Stiffneck | 980020 | MO-0103.00 | 8 | each
MEDICAL | PATIENT IMMOBILIZATION / EXTRICATION | Collars, Cervical, adjustable | Stiffneck | 980010 | MO-0104.00 | 16 | each
MEDICAL | PATIENT IMMOBILIZATION / EXTRICATION | Tape, Duct | Nashua | 396 | MO-0106.00 | 4 | each
MEDICAL | PATIENT IMMOBILIZATION / EXTRICATION | Backboard, Full, w/ vertical lift capability | Miller | L700 | MO-0107.00 | 2 | each
MEDICAL | PATIENT IMMOBILIZATION / EXTRICATION | Backboard Half, confined space immobilization, c-spine | Yates | SpecPack | MO-0108.00 | 2 | each
MEDICAL | PATIENT IMMOBILIZATION / EXTRICATION | Head Beds, disposable, adult | Laderal | 982001 | MO-0109.00 | 5 | each
MEDICAL | PATIENT IMMOBILIZATION / EXTRICATION | Longboards, Stokes Compatible, Floating Type, w/Straps | Iron Duck | 35775-O | MO-0110.00 | 4 | each
MEDICAL | PATIENT IMMOBILIZATION / EXTRICATION | Board, Immobilization, Pediatric, complete w/bag | Allied Health Products (LSP) | L484-040C | MO-0111.00 | 2 | each
MEDICAL | PATIENT IMMOBILIZATION / EXTRICATION | Straps, Backboard, 9 ft., nylon (Spider Strap) | Boundtree | 50131 | MO-0115.00 | 12 | each
MEDICAL | PATIENT / PERSONAL PROTECTION | Patient / Personal Protection | Manufacturer/ Vendor - Meet or Exceed This Quality | Model / Part #(s) Meet or Exceed This Quality | MP-0000.00 | ARM QTY | Unit of Issue | Haz-Dec Possible
MEDICAL | PATIENT / PERSONAL PROTECTION | Aprons, Plastic, disposable, light weight, 100/roll | Central Paper 832110 | 5814231 | MP-0101.00 | 1 | rolls
MEDICAL | PATIENT / PERSONAL PROTECTION | Boot Covers, (to protect safety boots from body fluids), disposable, pair | Owens and Minor 6716042571 | 294257 | MP-0102.00 | 100 | pair
MEDICAL | PATIENT / PERSONAL PROTECTION | Hot Packs - disposable | Employ Ability 4298 | 95298 | MP-0105.00 | 20 | each
MEDICAL | PATIENT / PERSONAL PROTECTION | Suits, Impermeable, w/ plastic/rubber boots, disposable | Sunrise Medical 14261-LG | 48401414LEA | MP-0106.00 | 10 | each
MEDICAL | PATIENT / PERSONAL PROTECTION | Gloves, Latex, sterile, sized to meet team needs, pair | Medline industries 484407 | 291059 | MP-0107.00 | 80 | pair
MEDICAL | PATIENT / PERSONAL PROTECTION | Protectors, face and eye, surgical shield, box | Kimberley Clark 47147 | 29080 | MP-0111.00 | 1 | box
MEDICAL | PATIENT / PERSONAL PROTECTION | Victim protection kits, (dust masks, ear plugs, helmet w/ face shield) | Various |  | MP-0112.00 | 4 | sets
MEDICAL | PATIENT / PERSONAL PROTECTION | Bracket, Helmet, FOR FULL-FACE FACESHIELD (DIALECTRIC) | Bullard Company | 400 | MP-0112.01 | 4 | each
MEDICAL | PATIENT / PERSONAL PROTECTION | Faceshield, Full-face, CLEAR POLYCARBONATE, BULLARD | Bullard Company | 880P | MP-0112.02 | 4 | each
MEDICAL | PATIENT / PERSONAL PROTECTION | HELMET, BULLARD (RATCHET SUSPENSION) | Bullard Company | 51YLR | MP-0112.03 | 4 | each
MEDICAL | PATIENT / PERSONAL PROTECTION | Wipes, Pre-Moistened Towlettes (wet wipes), box | Nice Pak D31000 | 718818 | MP-0113.00 | 1 | box
MEDICAL | PATIENT / PERSONAL PROTECTION | Gloves, Latex Free, Examination, Sizes per TF | Digitcare Corp BMAX | 29MAX | MP-0115.00 | 20 | box
MEDICAL | PATIENT / PERSONAL PROTECTION | Handwash, liquid gel sanitizer 4 oz bottle | Safetc R3119 | 17350 | MP-0119.00 | 84 | each | Y
MEDICAL | PATIENT / PERSONAL PROTECTION | Handwipe, sanitizer towel, | Nice Pak D43600 | D20300 | MP-0120.00 | 4 | box
MEDICAL | SKELETAL CARE | SKELETAL CARE | Manufacturer/ Vendor - Meet or Exceed This Quality | Model / Part #(s) Meet or Exceed This Quality | MQ-0000.00 | ARM QTY | Unit of Issue | Haz-Dec Possible
MEDICAL | SKELETAL CARE | Bandages, Elastic, 3 inch ace wrap | ADI Medical 27501 | Bound tree 080503 | MQ-0101.00 | 24 | each
MEDICAL | SKELETAL CARE | Bandages, Elastic, 6 inch ace wrap | ADI Medical 27503 | 80506 | MQ-0102.00 | 24 | each
MEDICAL | SKELETAL CARE | Elasticon 3" | Johnson & Johnson 5175 | 10517B | MQ-0103.00 | 36 | each
MEDICAL | SKELETAL CARE | Splint, traction bilateral, long bone, Kendrick or EQ | Minto Research S304 | 660202 | MQ-0105.00 | 2 | each
MEDICAL | SKELETAL CARE | Splints, Moldable, 4"x 3ft, SAM or EQ | SAM 1121 | 661121 | MQ-0107.00 | 28 | each
MEDICAL | WOUND CARE | Wound Care | Manufacturer/ Vendor - Meet or Exceed This Quality | Model / Part #(s) Meet or Exceed This Quality | MR-0000.00 | ARM QTY | Unit of Issue | Haz-Dec Possible
MEDICAL | WOUND CARE | Suture, 0-silk on a PSL , box | Ethicon | J610H | MR-0101.00 | 1 | box
MEDICAL | WOUND CARE | Suture, 3-0 silk on a PS-1, box | Ethicon | J936H | MR-0102.00 | 1 | box
MEDICAL | WOUND CARE | Suture, 4-0 vicryl on a PS-1, box | Ethicon | J935H | MR-0103.00 | 1 | box
MEDICAL | WOUND CARE | Suture, 6-0 nylon on a PC-1, box | Ethicon | 1856G | MR-0104.00 | 1 | box
MEDICAL | WOUND CARE | Suture, 5-0 vicryl on on a PC-12, box | Ethicon | 1845G | MR-0105.00 | 1 | box
MEDICAL | WOUND CARE | Bandages, Triangular | ADI Medical 23036 | J2050 | MR-0106.00 | 50 | each
MEDICAL | WOUND CARE | Band-Aids, assorted sizes, box | North Safety Products 14668 | 834014668 | MR-0107.00 | 3 | box
MEDICAL | WOUND CARE | Band-Aids, 2"x 2", box | Johnson & Johnson 5716 | 85716 | MR-0108.00 | 3 | box
MEDICAL | WOUND CARE | Sheets, Burn, sterile | Gam Industries 30-01 | 713001 | MR-0111.00 | 10 | each
MEDICAL | WOUND CARE | Chucks, Absorbent | Kendal 7136 | 4420080 | MR-0112.00 | 50 | each
MEDICAL | WOUND CARE | Amputation Kit, Each kit | Bioseal | TOQ 231 | MR-0113.00 | 4 | kit
MEDICAL | WOUND CARE | Suture Kit | Bioseal | TOQ 233 | MR-0114.00 | 10 | kit
MEDICAL | WOUND CARE | Dressing, Multi-Trauma, Large, 12" x 30" | Dukal 3050 | 3050 | MR-0116.00 | 20 | each
MEDICAL | WOUND CARE | Dressing, Trauma, 5" x 9", or equivalent (Up to 80 for IFAK MN-0158.00) (12 for MFAK MN-0159.00) | Dukal | 5590 | MR-0117.00 | 140 | each
MEDICAL | WOUND CARE | Minor Procedure Kit, or equivalent | Bioseal | TOQ 234 | MR-0118.00 | 10 | each
MEDICAL | WOUND CARE | Gauze, Packing, Iodoform, 1/4", bottle | Doctors Supply 59146 | 1121146 | MR-0119.00 | 1 | bottle
MEDICAL | WOUND CARE | Gauze, Wraps, 4" width (Kerlix-type or equivalent) | ADI Medical 25046 | 80645 | MR-0120.00 | 80 | each
MEDICAL | WOUND CARE | Hydrogen Peroxide, 3%, 16 oz. bottles | Medline MDS098001Z | 600629 | MR-0122.00 | 10 | each
MEDICAL | WOUND CARE | Razor, Disposable | Gallant | 11845 | MR-0124.00 | 10 | each
MEDICAL | WOUND CARE | Cutters, Ring, w/extra blades | American Diagnostics Corp | 380 | MR-0127.00 | 6 | each
MEDICAL | WOUND CARE | Scalpel blades (#11) and handles, disposable, box of 10, box | Graham-Field | 2975-11 | MR-0129.00 | 1 | box
MEDICAL | WOUND CARE | Scalpel blades (#10) and handles, disposable, box of 10, box | Graham-Field | 2975-10 | MR-0130.00 | 1 | box
MEDICAL | WOUND CARE | Brush, Scrub, Sterile, Hibiclens, 30 / box | Owens Minor 723374081 | 374081 | MR-0131.00 | 1 | box
MEDICAL | WOUND CARE | Stapler, Skin, disposable | 3M | DS-15 | MR-0133.00 | 6 | each
MEDICAL | WOUND CARE | Forceps, Splinter | EMI 3032410 | Bound tree 2410 | MR-0134.00 | 7 | each
MEDICAL | WOUND CARE | Sponges, Sterile Gauze, 4"x4", 2/pkg, 25/box | Dukal | 6412 | MR-0135.00 | 4 | box
MEDICAL | WOUND CARE | Steri-strips, 1/4", box | 3M health care R15441 | 081541PK | MR-0136.00 | 1 | box
MEDICAL | WOUND CARE | Steri-strips, 1/8", box | Owens Minor 45090R1540 | Bound tree 081540 | MR-0137.00 | 1 | box
MEDICAL | WOUND CARE | Tape, Silk, 1" roll, 12/pkg | Moore Medical | 09252 | MR-0139.00 | 2 | pkg
MEDICAL | WOUND CARE | Tincture of Benzoin, 2oz bottles | Amerisource 925131 | Boundtree 0100-01 | MR-0140.00 | 4 | bottle
MEDICAL | WOUND CARE | Gauze, Vaseline | Kendall 8884413605 | Boundtree 150066K1 | MR-0142.00 | 16 | each
MEDICAL | WOUND CARE | Eugenol or equivalent | Moore Medical | 92819 | MR-0143.00 | 2 | each
MEDICAL | WOUND CARE | Tape, Cloth 2" | Dukal | 1271 | MR-0144.00 | 24 | each
MEDICAL | WOUND CARE | Tape, Transpore 1", or equivalent, 12/pk | 3M | 1527-1 | MR-0145.00 | 2 | pks
MEDICAL | WOUND CARE | Dermabond, Glue, Tissue | Moore Medical | 26595 | MR-0146.00 | 4 | each
MEDICAL | WOUND CARE | Dressing, Hydrocolloid Dressing, Duoderm | 3M |  | MR-0147.00 | 16 | each
MEDICAL | WOUND CARE | Dressing, 2nd skin, 3" circles | Spenco | 27061 | MR-0149.00 | 2 | tub
MEDICAL | WOUND CARE | Tourniquets for Hemmorrage control (CAT Gen 7 or SOF-T wide equivalent) (Up to 80 for IFAK MN-0158.00) (24 for MFAK MN-0159.00) | North American Rescue | 30-0001 | MR-0150.00 | 128 | each
MEDICAL | WOUND CARE | Dressing, Hemostatic Gauze, Z Fold (Up to 80 for IFAK MN-0158.00) (24 for MFAK MN-0159.00) | Z-Medica | 100 | MR-0151.00 | 120 | each
MEDICAL | WOUND CARE | Elastic Wrap, Israeli dressing (Up to 80 for IFAK MN-0158.00) (12 for MFAK MN-0159.00) | First Care Products | FCPO2 | MR-0152.00 | 92 | each
MEDICAL | WOUND CARE | Tape, Hypafix. 2"x2" roll (To cover hydrocolloid dressing) | Smith & Nephew | unknown | MR-0153.00 | 8 | roll
MEDICAL | WOUND CARE | Chest Seal, HALO or equivalent | Curaplex | G1163 | MR-0154.00 | 10 | each
MEDICAL | MISCELLANEOUS SUPPLIES | Miscellaneous Supplies | Manufacturer/ Vendor - Meet or Exceed This Quality | Model / Part #(s) Meet or Exceed This Quality | MS-0000.00 | ARM QTY | Unit of Issue | Haz-Dec Possible
MEDICAL | MISCELLANEOUS SUPPLIES | Sanitary Pads, box | Medline NON241281 | Boundtree 441281 | MS-0108.00 | 1 | box
MEDICAL | MISCELLANEOUS SUPPLIES | Bag, bio hazard, for medical waste | Medline NON203143 | 290595 | MS-0111.00 | 50 | each
MEDICAL | MISCELLANEOUS SUPPLIES | Bag, Body, with handles and zippers (non-translucent) | Centennial Products BBSDX9680 | Boundtree BBSDX9680 | MS-0112.00 | 10 | each
MEDICAL | MISCELLANEOUS SUPPLIES | Clipboards, metal bound, with storage pockets | Office Depot | 729882 | MS-0113.00 | 3 | each
MEDICAL | MISCELLANEOUS SUPPLIES | Disinfectant, 1 gallon bottle (Cidex or equivalent) | Owens Minor 0079002785 | 202785 | MS-0114.00 | 2 | each
MEDICAL | MISCELLANEOUS SUPPLIES | Markers, felt tip, black, permanent |  |  | MS-0116.00 | 12 | each
MEDICAL | MISCELLANEOUS SUPPLIES | Back Pack, Large (Thomas or Contera or EQ) | Conterra or Thomas |  | MS-0118.00 | 7 | each
MEDICAL | MISCELLANEOUS SUPPLIES | Pens, black, 12/pkg. | PaperMate | 33311 | MS-0119.00 | 4 | each
MEDICAL | MISCELLANEOUS SUPPLIES | Personal Waist Packs, fanny pack, ski patrol-style | LA Rescue | LA8720 | MS-0120.00 | 6 | each
MEDICAL | MISCELLANEOUS SUPPLIES | Refrigerator, Small, AC / DC Compatable, digital thermostat with transit bag, for storing medications at 38 degrees | Engel | MT45F-UI | MS-0122.00 | 1 | each
MEDICAL | MISCELLANEOUS SUPPLIES | Power strip, surge protector, 6 outlet with surge protection | Wiremold | PR610N | MS-0123.00 | 12 | each
MEDICAL | MISCELLANEOUS SUPPLIES | Clinical Procedures in Emergency Medicine, Roberts and Hedges | Elsevier Science Publishing, Inc. (W.B. Saunders Company) | ISBN-13-978-0721697604 | MS-0126.00 | 1 | each
MEDICAL | MISCELLANEOUS SUPPLIES | Pocketbook, Tarascon Pediatric Emergency (or equivelant) |  |  | MS-0127.00 | 3 | each
MEDICAL | MISCELLANEOUS SUPPLIES | Pocketbook, Tarascon Adult Emergency (or equivelant) |  |  | MS-0128.00 | 3 | each
MEDICAL | MISCELLANEOUS SUPPLIES | Pocketbook, Tarascon, Med and Critical Care (or equivelent) |  |  | MS-0129.00 | 3 | each
MEDICAL | MISCELLANEOUS SUPPLIES | Pharmacopeia, Pocket, Tarascon (or equivelent) |  |  | MS-0130.00 | 3 | each
MEDICAL | MISCELLANEOUS SUPPLIES | Pack, Recon, Small | Contera FLP | FLP | MS-0132.00 | 3 | each
MEDICAL | MISCELLANEOUS SUPPLIES | Pocketbook, Transcon, Internal Medicine, or equivelent |  |  | MS-0134.00 | 4 | each
MEDICAL | MISCELLANEOUS SUPPLIES | Bag, Resealable, (sandwich size) 50/box | Ziplock (Johnson & Johnson) | CB003908 | MS-0135.00 | 1 | box
MEDICAL | PATIENT MONITORING | Patient Monitoring | Manufacturer/ Vendor - Meet or Exceed This Quality | Model / Part #(s) Meet or Exceed This Quality | MT-0000.00 | ARM QTY | Unit of Issue | Haz-Dec Possible
MEDICAL | PATIENT MONITORING | Charger, for Defibrillator/Monitor LP 15 | Physio Control | 11577-000011 | MT-0101.00 | 2 | each
MEDICAL | PATIENT MONITORING | Battery, Lithuim, for Defibrillator/Monitor LP 15 | Physio Control | 21330-001176 | MT-0102.00 | 14 | each | Y
MEDICAL | PATIENT MONITORING | Defibrillator / Monitor, 12 Lead Capability, Defib, CPR, Pace, 12 Lead, SP02, NIBP, CO2 w/Carry Bags and Pouches, Shoulder Strap | Physio Control | LifePak 15 #99577-000061 | MT-0103.00 | 2 | each
MEDICAL | PATIENT MONITORING | Case,Protective for LP 15 | Medtronics | 11577-000002 | MT-0104.00 | 2 | each
MEDICAL | PATIENT MONITORING | ECG paper for LP 15 | Medtronics | 11240-000016 | MT-0106.00 | 12 | roll
MEDICAL | PATIENT MONITORING | Monitor, Electrolyte, portable,Na, K, PC02, PO2, HET Unit, Military Kit w/Ballistic Case (iStat or equivalent) (OPTIONAL PURCHASE) | Abbot Laboratories Inc. | 04J48-20 | MT-0107.00 | 1 | each
MEDICAL | PATIENT MONITORING | Cartridges, Electrolyte monitor, (OPTIONAL PURCHASE) | Abbott Point of Care | Chem 8 | MT-0107.01 | 1 | box
MEDICAL | PATIENT MONITORING | Cartridges, Electrolyte monitor, (OPTIONAL PURCHASE) | Abbott Point of Care | CG4+ | MT-0107.02 | 1 | box
MEDICAL | PATIENT MONITORING | Monitor, Vital Signs, Compact, Battery powered, AC adaptor, cuffs for large adult, adult, child and infant. Features; Non-Invasive BP, Pulse Ox, EKG, MAP, temperature with 12 lead cap | Phillips | Intelli Vue MP2 | MT-0108.00 | 2 | each
MEDICAL | PATIENT MONITORING | Defibrilator, Automatic External, Automatic, 3 Lead Monitoring Capable, under 5 lbs with battery, ECG Display, and memory capture (see specification list) | Medtronics | LP 1000 | MT-0109.00 | 6 | each
MEDICAL | PATIENT MONITORING | Defibrilator, Automatic External, Automatic, Pads | Medtronics |  | MT-0110.00 | 24 | each
MEDICAL | PATIENT MONITORING | CO Oxymeter, Handheld, w/SpO2, and Operator's Manual | Masimo | 9216 | MT-0112.00 | 2 | each
MEDICAL | PATIENT MONITORING | Sensor, Reusable, Adult, 3', (SpO2, SPCO, and SPMet), Rad 57 Oxymeter | Masimo | 2201 | MT-0112.01 | 4 | each
MEDICAL | PATIENT MONITORING | Sensor,Reusable Pediatric Rad 57, Oxymeter | Masmio | 2257 | MT-0112.02 | 4 | each
MEDICAL | PATIENT MONITORING | Cable, Extension 8', for Reusable Sensor (SpO2, SPCO, and SPMet), Rad 57 Oxymeter | Masimo | 2407 | MT-0112.03 | 4 | each
MEDICAL | PATIENT MONITORING | Case, Protective, Water Resistant, RAD 57 Oxymeter | Masimo | 2208 | MT-0112.04 | 2 | each
MEDICAL | CARDIAC CARE MEDICATIONS | Cardiac Care Medications | Manufacturer/ Vendor - Meet or Exceed This Quality | Model / Part #(s) Meet or Exceed This Quality | MU-0000.00 | ARM QTY | Unit of Issue | Haz-Dec Possible
MEDICAL | CARDIAC CARE MEDICATIONS | Adenosine 6mg/2cc vial | Abraxis 632330651 | Boundtree 065102 | MU-0101.00 | 20 | each
MEDICAL | CARDIAC CARE MEDICATIONS | Atropine Sulfate, 0.1mg/ml, 1mg amps, pre-filled | American Regent 101025 | Boundtree 101025 | MU-0102.00 | 24 | each
MEDICAL | CARDIAC CARE MEDICATIONS | Atropine Sulfate 0.4mg/ml, 20cc vial | Baxter 1001925020 | Boundtree 025020 | MU-0103.00 | 40 | each
MEDICAL | CARDIAC CARE MEDICATIONS | Calcium Chloride, Injection, 10%, 10mg amps, pre-filled | Hospira 0492832 | Boundtree 371631 | MU-0104.00 | 12 | each
MEDICAL | CARDIAC CARE MEDICATIONS | Dobutamine, Injection, .25 mg amps, or equivelent pre-mix | Hospira 234732 | Boundtree 0234732 | MU-0107.00 | 2 | each
MEDICAL | CARDIAC CARE MEDICATIONS | Dopamine, 40mg/ml, 200mg amps, or equivalent pre-mix | Hospira 0780922 | Boundtree 0074780902 | MU-0108.00 | 8 | each
MEDICAL | CARDIAC CARE MEDICATIONS | Epinephrine, 1:10,000 (0.1mg/ml), 1mg amps, pre-filled | Hospira 0724101 | Boundtree 0641142035 | MU-0109.00 | 24 | each
MEDICAL | CARDIAC CARE MEDICATIONS | Furosemide, 5mg/ml, 100mg vial | Hospira 0610210 | Boundtree 0610210 | MU-0110.00 | 16 | each
MEDICAL | CARDIAC CARE MEDICATIONS | Heparin, Injection, 1000units/ml, 10ml multi-dose vial | Sagent 40001 | Boundtree 40001 | MU-0111.00 | 2 | each
MEDICAL | CARDIAC CARE MEDICATIONS | Labetalol, Injection, 5/mg/ml, 100mg multi-dose vial | Sagent 30020 | Boundtree 30020 | MU-0112.00 | 4 | each
MEDICAL | CARDIAC CARE MEDICATIONS | Lidocaine, Injection, 5mg/ml, 100mg amps, pre-filled | Hospira 0490334 | Boundtree374904 | MU-0114.00 | 14 | each
MEDICAL | CARDIAC CARE MEDICATIONS | Nitroglycerine, 200 metered-dose sprays/bottle or 10 bottles of .4mg tablets | Arbor 30020 | Boundtree 0075085084 | MU-0116.00 | 10 | each
MEDICAL | CARDIAC CARE MEDICATIONS | Procainamide, Injection, 500mg/ml, 1g vials | Hospira 0190301 | Boundtree 0074190301 | MU-0117.00 | 4 | each
MEDICAL | CARDIAC CARE MEDICATIONS | Sodium Bicarbonate, 1meq/ml, 50meq amps, pre-filled | Hospira 0663734 | Boundtree 376637 | MU-0118.00 | 50 | each
MEDICAL | CARDIAC CARE MEDICATIONS | Amiodarone HCI (Cordarone) 150 mg vial | Abraxis 63323061603 | Boundtree 061603 | MU-0120.00 | 21 | each
MEDICAL | CARDIAC CARE MEDICATIONS | Lovenox 150mg Vial | Amerisource 244441 | Boundtree 062430 | MU-0121.00 | 3 | each
MEDICAL | CARDIAC CARE MEDICATIONS | Metoprolol 50 mg Tab | Amerisource 669079 | Boundtree 122310 | MU-0122.00 | 50 | each
MEDICAL | CARDIAC CARE MEDICATIONS | Metoprolol 1mg/ml, 5ml Vial | Beford Lab 0591007310 | Boundtree 007310 | MU-0123.00 | 12 | each
MEDICAL | CARDIAC CARE MEDICATIONS | Diltiazem 25 mg vial | Bedford Lab 056510 | Boundtree 056510 | MU-0124.00 | 12 | each
MEDICAL | CARDIAC CARE MEDICATIONS | Epinephrine, 1:1000, multi-dose 30cc vials, SC, (NDC 548906100) | McKesson Pharm 21309844 | Moore Medical 65678 | MU-0125.00 | 5 | bottle
MEDICAL | EYES, EARS, NOSE, THROAT | Eyes, Ears, Nose, Throat | Manufacturer/ Vendor - Meet or Exceed This Quality | Model / Part #(s) Meet or Exceed This Quality | MV-0000.00 | ARM QTY | Unit of Issue | Haz-Dec Possible
MEDICAL | EYES, EARS, NOSE, THROAT | Lozenges, throat (Sucrets or equivalent), 30/pkg | Affasco 526 | Boundtree 37526 | MV-0101.00 | 6 | pkg
MEDICAL | EYES, EARS, NOSE, THROAT | Spray, Oxymetazoline Nasal, 5cc bottles | Amerisource 437582 | Boundtree 041059 | MV-0102.00 | 14 | each
MEDICAL | EYES, EARS, NOSE, THROAT | Treatment Epistaxis, Rhino rocket or EQ | Emergency Medical Products SO500 | Boundtree 121450019 | MV-0103.00 | 4 | each
MEDICAL | EYES, EARS, NOSE, THROAT | Solution, Gentamycin Ophthalmic, 3mg/ml, 5ml bottles, TOP | Moore Medical | 80058 | MV-0104.00 | 7 | each
MEDICAL | EYES, EARS, NOSE, THROAT | Ointment, Gentamycin Ophthalmic, 3mg/g, 3.5g tubes, TOP | Moore Medical | 89422 | MV-0105.00 | 4 | each
MEDICAL | EYES, EARS, NOSE, THROAT | Suspension, Antibiotic Otic, 15ml bottles, TOP | Amerisource 501643 | Boundtree 415579 | MV-0106.00 | 3 | each
MEDICAL | EYES, EARS, NOSE, THROAT | Lamp, Exam, ultraviolet/visible, with magnifier, 110 VAC | General Medical | Burton UV503 | MV-0107.00 | 1 | each
MEDICAL | EYES, EARS, NOSE, THROAT | Solution, Eye Flush, 30cc btl | Boundtree | 608500 | MV-0108.00 | 84 | bottle
MEDICAL | EYES, EARS, NOSE, THROAT | Patches, Eye, Plastic | OptiSource | 58-AP68362 | MV-0109.00 | 6 | each
MEDICAL | EYES, EARS, NOSE, THROAT | Patches, Eye, cotton, individually wrapped | Boundtree | 080841 | MV-0110.00 | 12 | each
MEDICAL | EYES, EARS, NOSE, THROAT | Strips, Flourescein, (individually wrapped) (NDC 17478040401) | Moore Medical | 90988 | MV-0111.00 | 20 | each
MEDICAL | EYES, EARS, NOSE, THROAT | Lens, Morgan Irrigation | Emergency Medical Products | MT200 | MV-0112.00 | 6 | each
MEDICAL | EYES, EARS, NOSE, THROAT | Atropine 1% eye drop, 5cc bottle |  |  | MV-0113.00 | 4 | each
MEDICAL | EYES, EARS, NOSE, THROAT | Topical Ophthalmic Anesthetic, 2 ml bottles or unidose equivalent of Tetracaine (NDC 24208092064) | McKesson Pharm 21309844 | Moore Medical 70826 | MV-0114.00 | 20 | each
MEDICAL | EYES, EARS, NOSE, THROAT | Atomizer, MAD Nasal Intranasal Mucosal Device | Boundtree | 400124 | MV-0115.00 | 25 | 1 each
MEDICAL | WMD PHARMACEUTICAL | WMD Pharmaceutical | Manufacturer/ Vendor - Meet or Exceed This Quality | Model / Part #(s) Meet or Exceed This Quality | MW-0000.00 | ARM QTY | Unit of Issue | Haz-Dec Possible
MEDICAL | WMD PHARMACEUTICAL | Diazepam Injector, 10 mg Diazepam in 2mL, 15 units per box, 4 Year Shelf Life | Meridian Medical Technologies | NSN # 6505-01-274-0951 | MW-0101.00 | 90 | each
MEDICAL | WMD PHARMACEUTICAL | Diazepam (CANA) Trainer, 25 per box | Meridian Medical Technologies | NSN # 6910-01-275-4833 | MW-0102.00 | 1 | box
MEDICAL | WMD PHARMACEUTICAL | Case, Waterproof, Lifetime Warranty, Yellow with a clear lid, custom lettering for USAR | Pellican | 1040 | MW-0103.00 | 90 | each
MEDICAL | WMD PHARMACEUTICAL | Decal, DHS Medical Kit, for Pelican Micro Case 1040 |  |  | MW-0104.00 | 90 | each
MEDICAL | WMD PHARMACEUTICAL | Canteen Cover, Yellow with Custom lettering for US&R, Fire Service Specification # 5100-217 |  | NSN 8465-01-175-7170 / NFES 1529 | MW-0105.00 | 90 | each
MEDICAL | WMD PHARMACEUTICAL | Ciprofloxin, 500 mg, 100 per bottle |  |  | MW-0106.00 | 16 | bottle
MEDICAL | WMD PHARMACEUTICAL | Doxycycline, 100 mg, 500 per bottle |  |  | MW-0107.00 | 4 | bottle
MEDICAL | WMD PHARMACEUTICAL | Potassium Iodide, USP 130 mg per table, 14 tablets per package, Hard side Packaging, Approx. 5 year shelf life | Anbex, Inc. | NSN # 6505-01-496-4916 | MW-0108.00 | 25 | pkg
MEDICAL | WMD PHARMACEUTICAL | DuoDote™Auto-Injector (Atropine and Pralidoxime Chloride Injection) 30 Auto-injectors per box | Meridian Medical Technologies | NDC # 11704-620-01 | MW-0109.00 | 9 | 30 per box
MEDICAL | WMD PHARMACEUTICAL | DuoDote™ Training Simulator (DuoDote training simulator for BinaJect™ drug delivery system with no drug or needle, includes 25 instruction cards) 25 trainers per box | Meridian Medical Technologies | 11704-620-01 | MW-0110.00 | 1 | 25 per box
MEDICAL | WMD PHARMACEUTICAL | Cyano Kit, 5 grams | Meridian Medical Technologies | NDC # 11704-370-01 | MW-0111.00 | 4 | each
PLANNING | GROUP | PLANNING EQUIPMENT | Manufacturer/ Vendor - Meet or Exceed This Quality | Model / Part #(s) Meet or Exceed This Quality | PA-0000.00 | ARM QTY | Unit of Issue | Haz-Dec Possible
PLANNING | SUPPLIES | Kit, Plannnig Officer, to include items listed below: |  |  | PA-0101.00 | 2 | each
PLANNING | SUPPLIES | Calculator, handheld, AA battery powered, w/ tape | Canon | P23DHV | PA-0101.01 | 2 | each
PLANNING | SUPPLIES | Clipboards, metal bound, with storage pockets | Office Depot | 729882 | PA-0101.02 | 2 | each
PLANNING | SUPPLIES | Protectors, Document, plastic, clear, 3 hole punched, (100/box) | Office Depot | ODSP07 | PA-0101.03 | 1 | box
PLANNING | SUPPLIES | Markers, Dry Erase, Pkg, (blue, black, red, green per pkg) | Sanford | 800074 | PA-0101.04 | 2 | pkg
PLANNING | SUPPLIES | Eraser, Dry Erase | Sanford | 81505 | PA-0101.05 | 2 | each
PLANNING | SUPPLIES | Envelope, Transmittal, 10" x 13" (100/box) | Columbian | CO880 | PA-0101.06 | 1 | box
PLANNING | SUPPLIES | Envelope, #10 (100/box) | Columbian | CO284 | PA-0101.07 | 1 | box
PLANNING | SUPPLIES | Envelope, Manilla, 10" x 13" (100/pkg) | Columbian | CO997 | PA-0101.08 | 1 | each
PLANNING | SUPPLIES | Folder, File - Letter Size (24/pkg) | Smead | SMD11929 | PA-0101.09 | 1 | pkg
PLANNING | SUPPLIES | Folder, File, Expandable, Letter Size (5/pkg) | Smead | 1534GSS-AZ | PA-0101.10 | 2 | pkg
PLANNING | SUPPLIES | Glue Stick | Elmer's | E515 | PA-0101.11 | 2 | each
PLANNING | SUPPLIES | Pen, Highlighter, Yellow | Sanford | 25025EA | PA-0101.12 | 4 | each
PLANNING | SUPPLIES | Punch, 3-hole | Swingline | SW174037 | PA-0101.13 | 2 | each
PLANNING | SUPPLIES | Card, Index, unruled, 3" x 5" (300/pkg) | Oxford | 10013 | PA-0101.14 | 1 | pkg
PLANNING | SUPPLIES | Card, Index, ruled, 3" x 5" (300/pkg) | Oxford | 10022 | PA-0101.15 | 1 | pkg
PLANNING | SUPPLIES | Pen, Marker, water soluble, black | Sanford | 16001EA | PA-0101.16 | 6 | each
PLANNING | SUPPLIES | Pen, Marker, Small, black, indelible (12 pkg) | Sanford | 13601 | PA-0101.17 | 1 | pkg
PLANNING | SUPPLIES | Transparency, Overhead, clear (laser printer capeable) (50/pkg) | 3M | CG3300 | PA-0101.18 | 1 | pkg
PLANNING | SUPPLIES | Paper, Pads, Graph, 1/10" squares, 8 1/2" x 11" | Tops | 33101 | PA-0101.19 | 1 | pkg
PLANNING | SUPPLIES | Clips, Paper, jumbo, (100/pkg) | Office Depot | 10007 | PA-0101.20 | 1 | pkg
PLANNING | SUPPLIES | Paper, Plain, 1 ream | Office Depot | OD8411RM | PA-0101.21 | 1 | each
PLANNING | SUPPLIES | Clips, Paper, Regular, (100/pkg) | Office Depot | 10006 | PA-0101.22 | 1 | pkg
PLANNING | SUPPLIES | Pencil, Grease, black (12/pkg) | Sharpie | 2089 | PA-0101.23 | 1 | pkg
PLANNING | SUPPLIES | Pencils, Number 2, mechanical, disposable (12/pkg) | Sanford | 30301 | PA-0101.24 | 1 | pkg
PLANNING | SUPPLIES | Pen, Ballpoint, black (12/pkg) | PaperMate | 33311 | PA-0101.25 | 1 | pkg
PLANNING | SUPPLIES | Pad, Note, (self-stick) | Post-it | 654RP | PA-0101.26 | 4 | pkg
PLANNING | SUPPLIES | Pin, push (100/pkg) | Charles Leonard | LEO200AR | PA-0101.27 | 1 | pkg
PLANNING | SUPPLIES | Rubberband, Large, (box) | Alliance | 20645 | PA-0101.28 | 1 | box
PLANNING | SUPPLIES | Rulers, 12" | Westcott | 1072 | PA-0101.29 | 4 | each
PLANNING | SUPPLIES | Scissors | Fiskars | 35087297 | PA-0101.32 | 2 | each
PLANNING | SUPPLIES | Staple Remover | Office Depot | C10290D | PA-0101.33 | 2 | each
PLANNING | SUPPLIES | Stapler, desk | Swingline | 74771 | PA-0101.34 | 2 | each
PLANNING | SUPPLIES | Staples, spare, for desk stapler, box | Office Depot | 6001-3PKEA | PA-0101.35 | 2 | box
PLANNING | SUPPLIES | Tag, key, blank (20/pkg) | MMF Industries | 371651 | PA-0101.36 | 20 | each
PLANNING | SUPPLIES | Tape, Masking 1", roll | Scotch | 2600-1 | PA-0101.37 | 2 | roll
PLANNING | SUPPLIES | Pen, correction fluid | BIC | 450852 | PA-0101.38 | 2 | each
PLANNING | SUPPLIES | Pad, Writing, Stenographer | Office Depot | 99470 | PA-0101.39 | 6 | each
PLANNING | SUPPLIES | Pad, Writing, Letter Size | Office Depot | 524-785 | PA-0101.40 | 6 | each
PLANNING | SUPPLIES | Form, ICS 215, Wall Size, Laminated | Inter Agency Fire Center | 1NFES374 | PA-0101.51 | 2 | each
PLANNING | SUPPLIES | T-Cards, ICS 219, blue, tan, white, yellow, red, green, gray | Inter Agency Fire Center | NFES1342 thru NFES1350 | PA-0101.52 | 100 | each
PLANNING | SUPPLIES | Rack, T-card, ICS 219, Canvas | Inter Agency Fire Center | NFES1352 | PA-0101.53 | 2 | each
PLANNING | SUPPLIES | Manual, ICS Forms | Download/Print from Internet |  | PA-0101.54 | 2 | each
PLANNING | SUPPLIES | Catalog, ICS Forms | Download/Print from Internet |  | PA-0101.55 | 2 | each
PLANNING | SUPPLIES | Guide, Field Operations, FEMA US&R Response System |  |  | PA-0101.56 | 2 | each
PLANNING | SUPPLIES | Guide, Field Operations, ICS 420-1 | Download/Print from Internet | 420-1 | PA-0101.57 | 2 | each
PLANNING | SUPPLIES | Handbook, Fireline | Inter Agency Fire Center | NFES065 | PA-0101.58 | 2 | each
RESCUE | PNEUMATIC POWERED TOOLS | Pneumatic Powered Tools | Manufacturer/ Vendor - Meet or Exceed This Quality | Model / Part #(s) Meet or Exceed This Quality | RA-0000.00 | ARM QTY | Unit of Issue | Haz-Dec Possible
RESCUE | PNEUMATIC POWERED TOOLS | Air bag, lifting, high-pressure, Kevlar, 40-50 ton capacity | Paratech | 22-888190G2 | RA-0101.00 | 2 | each
RESCUE | PNEUMATIC POWERED TOOLS | Air bag, lifting, high-pressure, Kevlar, 30-36 ton capacity, rectangular shape | Paratech | 22-888180G2 | RA-0102.00 | 2 | each
RESCUE | PNEUMATIC POWERED TOOLS | Air bag, lifting, high-pressure, Kevlar, 3 ton capacity | Paratech | 22-888120G2 | RA-0103.00 | 1 | each
RESCUE | PNEUMATIC POWERED TOOLS | Air bag, lifting, high-pressure, Kevlar, 5 ton capacity | Paratech | 22-888130G2 | RA-0104.00 | 1 | each
RESCUE | PNEUMATIC POWERED TOOLS | Air bag, lifting, high-pressure, Kevlar, 16-20 ton capacity | Paratech | 22-888150G2 | RA-0105.00 | 2 | each
RESCUE | PNEUMATIC POWERED TOOLS | Air bag, lifting, high-pressure, Kevlar, 28-34 ton capacity | Paratech | 22-888170G2 | RA-0106.00 | 2 | each
RESCUE | PNEUMATIC POWERED TOOLS | Air bag, lifting, high-pressure, Kevlar, 8-15 ton capacity | Paratech | 22-888140G2 | RA-0107.00 | 1 | each
RESCUE | PNEUMATIC POWERED TOOLS | Regulator, pressure, Air bag, 125 - 5000 psi | Paratech | 22-895401G2 | RA-0110.00 | 2 | each
RESCUE | PNEUMATIC POWERED TOOLS | Adapter Kit, Air bag, high-pressure | Paratech | 22-890729 | RA-0111.00 | 1 | each
RESCUE | PNEUMATIC POWERED TOOLS | Valve, manifold/control, Air bag, high-pressure, KIT | Paratech | 22-890300G2-150 | RA-0112.00 | 1 | each
RESCUE | PNEUMATIC POWERED TOOLS | Hose, Air bag, lifting, 32', yellow, SPARE | Paratech | 22-890521 | RA-0112.02 | 2 | each
RESCUE | PNEUMATIC POWERED TOOLS | Hose, Air bag, lifting, 32', red, SPARE | Paratech | 22-890523 | RA-0112.03 | 2 | each
RESCUE | PNEUMATIC POWERED TOOLS | Controler, Deadman, SPARE | Paratech | 22-890900G2-150 | RA-0112.08 | 1 | each
RESCUE | PNEUMATIC POWERED TOOLS | O ring, replacements, for regulator to SCBA bottle connection | Paratech | 22-550195 | RA-0112.19 | 50 | each
RESCUE | PNEUMATIC POWERED TOOLS | Valve, Relief, Air bag, for high-pressure air bags | Paratech | 22-890490-150 | RA-0113.00 | 8 | each
RESCUE | PNEUMATIC POWERED TOOLS | Gun, nail, pneumatic, 8D through 16D general purpose | Senco | 325XP (4Z0101N) | RA-0116.00 | 2 | each
RESCUE | PNEUMATIC POWERED TOOLS | Hose, Air, 50' sections | Paratech | 22-890541 | RA-0116.01 | 4 | each
RESCUE | PNEUMATIC POWERED TOOLS | Nails, Pneumatic Gun, 8D, box | Senco | KC29APBX | RA-0116.02 | 2 | box
RESCUE | PNEUMATIC POWERED TOOLS | Nails, Pneumatic Gun, 16D, box | Senco | GC21APBX | RA-0116.03 | 2 | box
RESCUE | PNEUMATIC POWERED TOOLS | Regulator, in-line | Speedaire | 4ZM08 | RA-0116.06 | 2 | each
RESCUE | PNEUMATIC POWERED TOOLS | Gauge, Regulator | Metek | P500K-160CBM | RA-0116.07 | 2 | each
RESCUE | PNEUMATIC POWERED TOOLS | Regulator, Piston Type (6,000- 135 PSI) | Paratech | 22-895401G2 | RA-0116.08 | 2 | each
RESCUE | PNEUMATIC POWERED TOOLS | Nipple, 1/4" Male, (inline Reg) | Paratech | 22-890667 | RA-0116.09 | 4 | each
RESCUE | PNEUMATIC POWERED TOOLS | Nipple, 1/4" Coupling, Female, (inline Reg) | Paratech | 22-890712 | RA-0116.10 | 2 | each
RESCUE | PNEUMATIC POWERED TOOLS | Nailer, Palm, 50-125 psi | Porter Cable | PN650 | RA-0120.00 | 1 | each
RESCUE | PNEUMATIC POWERED TOOLS | Chisel Kit, Pneumatic, complete, w/ accessories | Genesis | ART89501 | RA-0121.00 | 1 | Kit
RESCUE | PNEUMATIC POWERED TOOLS | Hammer, Air, Quik-Kut HD | Genesis | ART89002 | RA-0121.01 | 1 | per kit
RESCUE | PNEUMATIC POWERED TOOLS | Bit, Curved flat, 18" | Genesis | ART89010 | RA-0121.02 | 1 | per kit
RESCUE | PNEUMATIC POWERED TOOLS | Bit, Curved flat, 8" | Genesis | ART89011 | RA-0121.03 | 1 | per kit
RESCUE | PNEUMATIC POWERED TOOLS | Bit, Curved flat 11" | Genesis | ART89012 | RA-0121.04 | 1 | per kit
RESCUE | PNEUMATIC POWERED TOOLS | Bit, Dual cutter, 11" | Genesis | ART89013 | RA-0121.05 | 1 | per kit
RESCUE | PNEUMATIC POWERED TOOLS | Bit, Flat face, 18" | Genesis | ART89014 | RA-0121.06 | 1 | per kit
RESCUE | PNEUMATIC POWERED TOOLS | Bit, Bullpoint, 18" | Genesis | ART89016 | RA-0121.07 | 1 | per kit
RESCUE | PNEUMATIC POWERED TOOLS | Bit, (T) Panel, 11" | Genesis | ART89017 | RA-0121.08 | 1 | per kit
RESCUE | PNEUMATIC POWERED TOOLS | Regulator, Piston, 4500 psi | Genesis | ART89452 | RA-0121.09 | 1 | per kit
RESCUE | PNEUMATIC POWERED TOOLS | Hose, Air Supply, 16 ft | Genesis | ART89020 | RA-0121.10 | 1 | per kit
RESCUE | PNEUMATIC POWERED TOOLS | Case, Carrying, Molded | Genesis | ART89405 | RA-0121.11 | 1 | per kit
RESCUE | PNEUMATIC POWERED TOOLS | Oil, Lubricating, Air tool | Genesis | ART89019 | RA-0121.12 | 1 | per kit
RESCUE | ELECTRIC POWERED TOOLS | Electric Powered Tools | Manufacturer/ Vendor - Meet or Exceed This Quality | Model / Part #(s) Meet or Exceed This Quality | RB-0000.00 | ARM QTY | Unit of Issue | Haz-Dec Possible
RESCUE | ELECTRIC POWERED TOOLS | Rebar Cutter, Cutting Edge Cutter | Benner-Nawman | BCNE-20 | RB-0101.00 | 1 | each
RESCUE | ELECTRIC POWERED TOOLS | Replacement Blade, Rebar Cutter | Benner-Nawman | RB-BNCE-NH | RB-0101.01 | 1 | each
RESCUE | ELECTRIC POWERED TOOLS | Hammer, Demolition, electric, 40 lb., with case | Hilti | TE 1000 AVR (3450917) | RB-0102.00 | 4 | each
RESCUE | ELECTRIC POWERED TOOLS | Bit, 1"x11", Flat chisel, Self sharpening | Hilti | TE SP SM 36 (2075553) | RB-0102.01 | 4 | each
RESCUE | ELECTRIC POWERED TOOLS | Bit, 1"x19", Flat chisel, Self sharpening | Hilti | TE SP SM 50 (2065554) | RB-0102.02 | 4 | each
RESCUE | ELECTRIC POWERED TOOLS | Bit, 1"x19", Pointed chisel, Self Sharpning | Hilti | TE SP FM 50 (2065557) | RB-0102.03 | 4 | each
RESCUE | ELECTRIC POWERED TOOLS | Bit, 1"x11", Pointed chisel, Self Sharpning | Hilti | TE SP FM 36 (2065556) | RB-0102.04 | 4 | each
RESCUE | ELECTRIC POWERED TOOLS | Hammer, Demolition, 60 lb., w/case | Hilti | TE-3000 AVR (3492616) | RB-0103.00 | 2 | each
RESCUE | ELECTRIC POWERED TOOLS | Bit, Pointed, 15" | Hilti | TE-H28P SM 40 (417824) | RB-0103.01 | 4 | each
RESCUE | ELECTRIC POWERED TOOLS | Bit, Flat, 15' | Hilti | TE-H28P FM 40 (417826) | RB-0103.02 | 4 | each
RESCUE | ELECTRIC POWERED TOOLS | Drill/Hammer, electric, 1/2" variable speed, industrial grade w/ case | Milwaukee | 5378-20 | RB-0104.00 | 1 | each
RESCUE | ELECTRIC POWERED TOOLS | Bit, Drill, steel, 15 piece set, general purpose, 1/16" - 1/2" | Westward | 4UM91 | RB-0104.01 | 1 | set
RESCUE | ELECTRIC POWERED TOOLS | Bit, Drill, carbide tip, Masonary, set 1/4" - 1/2" | Irwin | 5026024 | RB-0104.02 | 1 | set
RESCUE | ELECTRIC POWERED TOOLS | Bit, Ship Auger, 3/4" | Irwin | 47312 | RB-0104.03 | 1 | each
RESCUE | ELECTRIC POWERED TOOLS | Bit, Ship Auger, 1-1/2" | Irwin | 47324 | RB-0104.04 | 1 | each
RESCUE | ELECTRIC POWERED TOOLS | Grinder, Die, straight, 4.5 amp, 21,000 rpm, electric , 3" cutoff wheel, paddle switch, w/case | Milwaukee | 5194 | RB-0105.00 | 1 | each
RESCUE | ELECTRIC POWERED TOOLS | Wheels, DIAMOND, cutoff , 3" 1/4 ARBOR | LENOX | 1972918 | RB-0105.01 | 5 | each
RESCUE | ELECTRIC POWERED TOOLS | Wheel Mandrel Set, Arbor 1/4" Shank, Fits 1/4" and 3/8" Hole, w/ wrenches | Clesco | M3 | RB-0105.02 | 10 | each
RESCUE | ELECTRIC POWERED TOOLS | Drill, Rotary Hammer, Electric, HD 1-1/2" (min.), SDS MAX or spline, w/case | Hilti | TE-80 ATC/AVR (2083438) | RB-0106.00 | 6 | each
RESCUE | ELECTRIC POWERED TOOLS | Bit, Carbide Tipped, 3/4", SDS MAX or Spine shank, Electric Rotary Hammer | Hilti | TE-Y 3/4 (428463) | RB-0106.01 | 6 | each
RESCUE | ELECTRIC POWERED TOOLS | Bit, Carbide Tipped, 1/2", 10-14" Length, SDS MAX or Spline Shank, Electric Rotary Hammer | Hilti | TE-YX 1/2-14 (206509) | RB-0106.02 | 6 | each
RESCUE | ELECTRIC POWERED TOOLS | Bit, Carbide Tipped, 1" SDS MAX or Spine Shank, Electric Roatary Hammer | Hilti | TE-YX -13 (293232) | RB-0106.03 | 6 | each
RESCUE | ELECTRIC POWERED TOOLS | Bit, Carbide Tipped, 1-1/2", SDS MAX or Spline Shank, Electric Rotary Hammer, | Hilti | TE-YX 1 1/2-15 (293031) | RB-0106.04 | 6 | each
RESCUE | ELECTRIC POWERED TOOLS | Adapter, SDS Max to SDS/SDS Plus, Electric Rotary Hammer | Milwaukee | 48-03-3025 | RB-0106.05 | 2 | each
RESCUE | ELECTRIC POWERED TOOLS | Adapter, SDS Max to Spline, Electric Rotary Hammer | Bosch | HA1031 | RB-0106.06 | 2 | each
RESCUE | ELECTRIC POWERED TOOLS | Bit, Bull point, 14-18" Electric Rotary Hammer | Hilti | TE-YP SM36 (282264) | RB-0106.07 | 8 | each
RESCUE | ELECTRIC POWERED TOOLS | Bit, Flat Chisel Point, 14-18" Electric Rotary Hammer | Hilti | TE-YP FM36 (282268) | RB-0106.08 | 8 | each
RESCUE | ELECTRIC POWERED TOOLS | Bit, Carbide-tipped, Turbo Tunnel Head, 2 5/8", Electric Rotary Hammer | Hilti | TE-Y-BK 2 11/16 (2006308) | RB-0106.09 | 4 | each
RESCUE | ELECTRIC POWERED TOOLS | Bit, Bull Point, 10-14", Electric Rotary Hammer | Hilti | TE-YP SM28 (282263) | RB-0106.10 | 4 | each
RESCUE | ELECTRIC POWERED TOOLS | Bit, Flat Chisel Point, 10-14". Electric Rotary Hammer | Hilti | TE-YP FM28 (282267) | RB-0106.11 | 4 | each
RESCUE | ELECTRIC POWERED TOOLS | Bit, Carbide tipped, 1/2", 14-22" Length, Electric Rotary Hammer | Hilti | TE-YX 1/2-22 (206510) | RB-0106.12 | 6 | each
RESCUE | ELECTRIC POWERED TOOLS | Pump, submersible, electric, 12 amp 115vac single phase, 50 GPM @ 15ft, with adapters from 1 1/2" | Myers | ME 40 | RB-0107.00 | 1 | each
RESCUE | ELECTRIC POWERED TOOLS | Hose, Fire 1½" (NST thread) 50' hose, lightweight, 1 1/2", single jacket, 250 psi rated | Neidner | 50095 | RB-0107.01 | 2 | each
RESCUE | ELECTRIC POWERED TOOLS | Adapter, Fire Hose, 3" to 1-1/2" | Kochek | 37R315 | RB-0107.02 | 2 | each
RESCUE | ELECTRIC POWERED TOOLS | Adapter, Fire Hose, 2-1/2" to 1-1/2" | Kochek | 37R2515 | RB-0107.03 | 2 | each
RESCUE | ELECTRIC POWERED TOOLS | Saw, Reciprocating, Variable Speed, Heavy Duty, Cordless w/ Batteries and Charger, 28 volt system | M ilwaukee | 0719-22 | RB-0108.00 | 2 | each
RESCUE | ELECTRIC POWERED TOOLS | Battery, 28 volt, Spare for Cordless Reciprocating Saw | Milwaukee | 48-11-2830 | RB-0108.01 | 4 | each
RESCUE | ELECTRIC POWERED TOOLS | Blade, Reciprocating Saw, Metal-cutting, Shatterproof, 6"-9", (5/pkg) | Freud Diabolo | FRDS0608CF | RB-0108.02 | 12 | Each
RESCUE | ELECTRIC POWERED TOOLS | Blade, Reciprocating Saw, Wood-cutting, Shatterproof, 6" (5/pkg) | Freud Diabolo | FRDS0606CWS | RB-0108.03 | 12 | Each
RESCUE | ELECTRIC POWERED TOOLS | Blade, Reciprocating Saw, Wood-cutting, Shatterproof 9" (5/pkg) | Freud Diabolo | FRDS0906CWS | RB-0108.06 | 12 | Each
RESCUE | ELECTRIC POWERED TOOLS | Blade, Reciprocating Saw, Wood-cutting, Shatterproof 12" (5/pkg) | Freud Diabolo | FRDS0908CF | RB-0108.07 | 12 | Each
RESCUE | ELECTRIC POWERED TOOLS | Saw, chain, electric, 16" bar, wood cutting, compatible with gas chain saws, w/case | Husqvarna | E316 | RB-0109.00 | 4 | each
RESCUE | ELECTRIC POWERED TOOLS | Bar, Chain saw, 16", spare, w/sprocket | Husqvarna | 501854056 | RB-0109.01 | 2 | each
RESCUE | ELECTRIC POWERED TOOLS | Chains, Chainsaw, 16", Spare | Husqvarna | 5769365-56 | RB-0109.02 | 8 | each
RESCUE | ELECTRIC POWERED TOOLS | Oil, Bar, Chainsaw | Husqvarna | 610000158 | RB-0109.03 | 2 | gallon
RESCUE | ELECTRIC POWERED TOOLS | Chaps, Chainsaw, 36" length | GSA | NSN 8415-01-028-5575 | RB-0109.04 | 2 | each
RESCUE | ELECTRIC POWERED TOOLS | Scabbard | Husqvarna |  | RB-0109.05 | 2 | each
RESCUE | ELECTRIC POWERED TOOLS | Wrench | Husqvarna | 501691701 | RB-0109.06 | 2 | each
RESCUE | ELECTRIC POWERED TOOLS | Manual, Operators | Husquvarna |  | RB-0109.07 | 2 | each
RESCUE | ELECTRIC POWERED TOOLS | Saw, circular, electric, 10-1/4" heavy-duty, w/case | Big Foot | Big Foot | RB-0110.00 | 2 | each
RESCUE | ELECTRIC POWERED TOOLS | Blade, Circular Saw, Carbide tip, 10-1/4", 28 teeth | Big Foot | BF 10 1/4 36 tooth general | RB-0110.01 | 6 | each
RESCUE | ELECTRIC POWERED TOOLS | Saw, circular, electric, 7-1/4", heavy-duty, w/case | Skil | SPT 77 W-22 | RB-0112.00 | 2 | each
RESCUE | ELECTRIC POWERED TOOLS | Blade, Circular Saw, Carbide tip 7-1/4", 16 teeth | Milwaukee | 48-40-4116 | RB-0112.01 | 6 | each
RESCUE | ELECTRIC POWERED TOOLS | Saw, reciprocating, variable speed, 120v AC, 13 amp, heavy duty, w/ case | Milwaukee | 6536-21 | RB-0114.00 | 4 | each
RESCUE | ELECTRIC POWERED TOOLS | Saw, Circular, Metal Cutting, 8" - 120v, 13amp | Milwaukee | 6370-21 | RB-0116.00 | 1 | each
RESCUE | ELECTRIC POWERED TOOLS | Blade, Circular Saw, Metal Cutting, 8" | Milwaukee | 48-40-4520 | RB-0116.01 | 6 | each
RESCUE | ELECTRIC POWERED TOOLS | Angle Grinder, 5" | Hilti | DCG0500S (382581) | RB-0117.00 | 2 | each
RESCUE | ELECTRIC POWERED TOOLS | Blade, Premium Diamond for 4.5" angle grinder | LENOX | 1972921 | RB-0117.01 | 5 | Each
RESCUE | HYDRAULIC POWERED TOOLS | Hydraulic Powered Tools | Manufacturer/ Vendor - Meet or Exceed This Quality | Model / Part #(s) Meet or Exceed This Quality | RC-0000.00 | ARM QTY | Unit of Issue | Haz-Dec Possible
RESCUE | HYDRAULIC POWERED TOOLS | Breaker, hydraulic, 90 lb. | Stanley | BR-87-120 | RC-0101.00 | 1 | each
RESCUE | HYDRAULIC POWERED TOOLS | Bit, Moil Point 14", Hydraulic Breaker | Brunner & Lay | 31014 | RC-0101.01 | 3 | each
RESCUE | HYDRAULIC POWERED TOOLS | Bit, Chisel, 3" x 14", Hydraulic Breaker | Brunner & Lay | 33014 | RC-0101.02 | 1 | each
RESCUE | HYDRAULIC POWERED TOOLS | Bit, Chisel, 1" x 14", Hydraulic Breaker | Brunner & Lay | 32016 | RC-0101.03 | 3 | each
RESCUE | HYDRAULIC POWERED TOOLS | Bit, KeenKut, Hydraulic Breaker | Brunner & Lay | 90008 | RC-0101.04 | 2 | each
RESCUE | HYDRAULIC POWERED TOOLS | Breaker, hydraulic 45 lb. | Stanley | BR-45-120 | RC-0102.00 | 1 | each
RESCUE | HYDRAULIC POWERED TOOLS | Bit, Moil Point, 14", Hydraulic Breaker | Brunner & Lay | 31014 | RC-0102.01 | 3 | each
RESCUE | HYDRAULIC POWERED TOOLS | Bit, Chisel, 3" x 14", Hydraulic Breaker | Brunner & Lay | 33014 | RC-0102.02 | 1 | each
RESCUE | HYDRAULIC POWERED TOOLS | Bit, Chisel, 1" x 14", Hydraulic Breaker | Brunner & Lay | 32016 | RC-0102.03 | 3 | each
RESCUE | HYDRAULIC POWERED TOOLS | Saw, Chain, Diamond Segmented, 15", Concretete Cutting, Hydraulic | Stanley | DS-11 | RC-0103.00 | 1 | each
RESCUE | HYDRAULIC POWERED TOOLS | Chain, Diamond segment, 15", Concrete cutting, hydraulic | Stanley | 32-56803 | RC-0103.01 | 6 | each
RESCUE | HYDRAULIC POWERED TOOLS | Bar, Concrete chain saw, 15", | Stanley | 30305 | RC-0103.04 | 2 | each
RESCUE | HYDRAULIC POWERED TOOLS | Pump, Water, Concrete Chain Saw, Hydraulic | Stanley | BCP30-100 | RC-0103.05 | 1 | each
RESCUE | HYDRAULIC POWERED TOOLS | Wrench, sprocket, spanner, DS-11 Concrete Saw | Stanley | 23517 | RC-0103.06 | 2 | each
RESCUE | HYDRAULIC POWERED TOOLS | Hose, Flat, Forestry-Type, 100' x 3/4", w/ 3/4" (GHT) fittings | Neidner | CD058201 | RC-0103.07 | 2 | each
RESCUE | HYDRAULIC POWERED TOOLS | Adapter,1.5" NST Female to 3/4" GHT | Kochek | 37R15G | RC-0103.08 | 1 | each
RESCUE | HYDRAULIC POWERED TOOLS | Adapter, 1.5"NPT X 1.5"NH, fire hose | Kochek | 36R1515N | RC-0103.09 | 1 | each
RESCUE | HYDRAULIC POWERED TOOLS | Hose, Econoflow Forestry, 5/8" x 50' | Niedner | 2463 | RC-0103.10 | 2 | each
RESCUE | HYDRAULIC POWERED TOOLS | Saw, Cutoff, 14" diameter X 1" arbor, Hydraulic | Partner | K2500 | RC-0104.00 | 1 | each
RESCUE | HYDRAULIC POWERED TOOLS | Blade, Diamond Tip, Concrete Cutting, 14" | Partner | ELD 45 | RC-0104.02 | 3 | each
RESCUE | HYDRAULIC POWERED TOOLS | Drill, Hammer, Hydraulic | Stanley | HD-45 | RC-0105.00 | 1 | each
RESCUE | HYDRAULIC POWERED TOOLS | Bit, Carbide Tip, 1"x 24", Hydraulic Hammer Drill | Stanley | 02281 | RC-0105.01 | 2 | each
RESCUE | HYDRAULIC POWERED TOOLS | Bit, Carbide Tip, 1 1/2" x 24", Hydraulic Hammer Drill | Stanley | 05167 | RC-0105.02 | 2 | each
RESCUE | HYDRAULIC POWERED TOOLS | Bit, Carbide Tip, 2" x 24", Hydraulic Hammer Drill | Stanley | 02283 | RC-0105.03 | 2 | each
RESCUE | HYDRAULIC POWERED TOOLS | Power Unit, Hydraulic , Vehicle Rescue System | Hurst | 363R168 | RC-0106.00 | 1 | each | Y
RESCUE | HYDRAULIC POWERED TOOLS | Filters, Fuel, Hydraulic Vehicle Rescue System |  |  | RC-0106.01 | 2 | each
RESCUE | HYDRAULIC POWERED TOOLS | Spark Plug, Hydraulic Vehicle Rescue System | Hurst | 357R023 | RC-0106.02 | 6 | each
RESCUE | HYDRAULIC POWERED TOOLS | Cutter, Hydraulic Vehicle Rescue System | Hurst | 362R356 | RC-0106.03 | 1 | each
RESCUE | HYDRAULIC POWERED TOOLS | Spreader, Hydraulic Vehicle Rescue System | Hurst | 362R263 | RC-0106.04 | 1 | each
RESCUE | HYDRAULIC POWERED TOOLS | Ram, Hydraulic, min. 28" length, Vehicle Rescue System | Hurst | 257R097 | RC-0106.05 | 2 | each
RESCUE | HYDRAULIC POWERED TOOLS | Ram, Hydraulic, min. 48" length, Vehicle Rescue System | Hurst | 257R099 | RC-0106.06 | 2 | each
RESCUE | HYDRAULIC POWERED TOOLS | Ram, Hydraulic, min. 18" length, Vehicle Rescue System | Hurst | 257R095 | RC-0106.07 | 2 | each
RESCUE | HYDRAULIC POWERED TOOLS | Hose, Hydraulic, 30-foot section, Vehicle Rescue System | Hurst | 3530022 | RC-0106.08 | 2 | each
RESCUE | HYDRAULIC POWERED TOOLS | Attachments, Hydraulic Rams, Vehicle Rescue System /w storage case | Hurst | 257R037 | RC-0106.09 | 2 | each
RESCUE | HYDRAULIC POWERED TOOLS | Manifold, w/dump valve, Hydraulic Vehicle Rescue System | Hurst | 112R062 | RC-0106.10 | 1 | each
RESCUE | HYDRAULIC POWERED TOOLS | Pump, Manual, Hydraulic, Vehicle Rescue System | Hurst | 355R042 | RC-0106.11 | 1 | each
RESCUE | HYDRAULIC POWERED TOOLS | Hose, Hydraulic, Blue, 30-foot section, Vehicle Rescue System | Hurst | 353R153 | RC-0106.12 | 2 | each
RESCUE | HYDRAULIC POWERED TOOLS | Hose, Hydraulic, Green, 30-foot section, Vehicle Rescue System | Hurst | 353R090 | RC-0106.13 | 2 | each
RESCUE | HYDRAULIC POWERED TOOLS | Air Filters, Hydraulic Vehicle Rescue System | Hurst | 3598809 | RC-0106.14 | 5 | each
RESCUE | HYDRAULIC POWERED TOOLS | Fluid, Hydraulic, Fire Resistant,Vehicle Rescue System, Gallon | Hurst | 180R014 | RC-0106.15 | 2 | each
RESCUE | HYDRAULIC POWERED TOOLS | Power unit, Hydraulic, medium-duty, compact, w/non-spillable type battery | Stanley | HP28B02 (Dual Tool) | RC-0107.00 | 1 | each | Y
RESCUE | HYDRAULIC POWERED TOOLS | Hoses, Dual, Hydraulic, 1/2" X 50 ft. | Stanley | 58634 | RC-0107.01 | 6 | each
RESCUE | HYDRAULIC POWERED TOOLS | Couplings, Hydraulic, flush face, 3/8" NPT | Stanley | 24069 | RC-0107.02 | 6 | each
RESCUE | HYDRAULIC POWERED TOOLS | Couplings, Hydraulic, flush face, 1/2" NPT | Stanley | 24070 | RC-0107.03 | 6 | each
RESCUE | HYDRAULIC POWERED TOOLS | Filter, Air, for power unit |  |  | RC-0107.04 | 1 | each
RESCUE | HYDRAULIC POWERED TOOLS | Filter, Hydraulic Fluid, for power unit | Hydac | 40408 | RC-0107.05 | 1 | each
RESCUE | HYDRAULIC POWERED TOOLS | Spark Plug, Stanley Power Unit | Champion, NGK, Bosch |  | RC-0107.07 | 4 | each
RESCUE | HYDRAULIC POWERED TOOLS | Oil, Hydraulic, 5 gal | Chevron | AW-MV-32 | RC-0107.08 | 2 | each
RESCUE | HYDRAULIC POWERED TOOLS | Charger, Battery, Tender | Deltran Corp | 022-0157-11 | RC-0107.09 | 1 | each
RESCUE | HYDRAULIC POWERED TOOLS | Tool, Forcible Entry, 4" opening | Hydra-Ram | FHU-HR1 | RC-0108.00 | 4 | each
RESCUE | HYDRAULIC POWERED TOOLS | Tool, Hydraulic, hand pump, cutter/spreader | Holmatro | HTC-5111 | RC-0109.00 | 2 | each
RESCUE | HYDRAULIC POWERED TOOLS | Pump, Manual, Hydrafusion | Paratech | 22-790020 | RC-0112.00 | 2 | each
RESCUE | HYDRAULIC POWERED TOOLS | Strut, 4" lift, Hydrafusion | Paratech | 22-79HA04 | RC-0112.01 | 2 | each
RESCUE | HYDRAULIC POWERED TOOLS | Strut, 10" lift, Hydrafusion | Paratech | 22-79HA10 | RC-0112.02 | 2 | each
RESCUE | HYDRAULIC POWERED TOOLS | Strut, 16" lift, Hydrafusion | Paratech | 22-79HA16 | RC-0112.03 | 2 | each
RESCUE | HYDRAULIC POWERED TOOLS | Chain Wedge For 3/8" Chain, | Paratech | 22-796130 | RC-0112.04 | 2 | each
RESCUE | GASOLINE POWER TOOLS | Gasoline Powered Tools | Manufacturer/ Vendor - Meet or Exceed This Quality | Model / Part #(s) Meet or Exceed This Quality | RD-0000.00 | ARM QTY | Unit of Issue | Haz-Dec Possible
RESCUE | GASOLINE POWER TOOLS | Saw, Chain, Gasoline, 2 cycle, 16" | Unifire | PS16 | RD-0101.00 | 6 | each | Y
RESCUE | GASOLINE POWER TOOLS | Chain, Carbide Tip, Laser Weld, 16", wood cutting | Unifire | 55SB (16") | RD-0101.01 | 18 | each
RESCUE | GASOLINE POWER TOOLS | Chain, Chipper, 16", wood cutting | Unifire | 55COBRA (16") | RD-0101.02 | 18 | each
RESCUE | GASOLINE POWER TOOLS | Bar, Chain Saw, Roller Tip | Unifire | SNGB-16 | RD-0101.03 | 8 | each
RESCUE | GASOLINE POWER TOOLS | Spark Plug, Chain Saw | NGK | 4626BPMR7A | RD-0101.04 | 15 | each
RESCUE | GASOLINE POWER TOOLS | Chaps, Chainsaw, 36" Length | GSA | NSN 8415-01-028-5575 | RD-0101.05 | 6 | each
RESCUE | GASOLINE POWER TOOLS | Kit, Maintenance, Chain Saw, Includes: Spark Plug Wrench, Allen Wrenches, Sprocket Grease Tool, Sprocket Grease Tube | Husqvarna | FKIT2, 6100000-34/15, 6100000-09/85 | RD-0101.06 | 6 | each
RESCUE | GASOLINE POWER TOOLS | Filter, Air, Chain Saw | Husqvarna | 503818002 | RD-0101.07 | 15 | each
RESCUE | GASOLINE POWER TOOLS | Oil, Bar, Chainsaw, Gallon | Husqvarna | 6100000-34/15 | RD-0101.14 | 2 | each
RESCUE | GASOLINE POWER TOOLS | Oil, 2 Cycle Mix, 2.6 oz. | Husqvarna | 6100000-09/85 | RD-0101.15 | 16 | each
RESCUE | GASOLINE POWER TOOLS | Scabbard, Chain Saw | Husqvarna | HKIT372 | RD-0101.16 | 6 | each
RESCUE | GASOLINE POWER TOOLS | Saw, power rotary, gasoline, 14", 1" arbor | Univent | PS-COS14 | RD-0102.00 | 2 | each | Y
RESCUE | GASOLINE POWER TOOLS | Spark Plug, Saw, gasoline, 14"power rotary | NGK | BPMR7A | RD-0102.01 | 8 | each
RESCUE | GASOLINE POWER TOOLS | Belts, power rotary saw, 14" | Husqvarna | S063474-20 | RD-0102.02 | 4 | each
RESCUE | GASOLINE POWER TOOLS | Blade, diamond tip, reinforced concrete-cutting, 14", power rotary saw | Univent | DCM-14 | RD-0102.03 | 6 | each
RESCUE | GASOLINE POWER TOOLS | Blade, Carbide Tip, 14", power rotary saw | Oldham | 140-7824 | RD-0102.04 | 4 | each
RESCUE | GASOLINE POWER TOOLS | Blade, Abrasive, Steel Cutting, 14", Power Rotary Saw | TEAM EQUIPMENT | PIRA-14 FD | RD-0102.05 | 2 | Each
RESCUE | GASOLINE POWER TOOLS | Filter, Air, Saw, gasoline, 14", rotary saw | Unifire | 506263401 | RD-0102.06 | 14 | set
RESCUE | GASOLINE POWER TOOLS | Hose, Fire, 3/4", Flat Synthetic, 3/4"ght, 100' | Neidner | 2207 | RD-0102.07 | 2 | each
RESCUE | GASOLINE POWER TOOLS | Oil, 2 Cycle Mix, 2.6 oz. | Husqvarna | 6100000-09/85 | RD-0102.08 | 12 | each
RESCUE | GASOLINE POWER TOOLS | Wrench, Allen | Husqvarna |  | RD-0102.09 | 2 | each
RESCUE | GASOLINE POWER TOOLS | Scrench | Husqvarna | 501 69 17-01 | RD-0102.10 | 2 | each
RESCUE | GASOLINE POWER TOOLS | Saw, Ring, Gasoline Powered, Carbide Tipped, 14", Concretete Cutting | Husqvarna | (K970 Ring) Part #966 03 79-01 | RD-0103.00 | 2 | each | Y
RESCUE | GASOLINE POWER TOOLS | Blade, Carbide Tip, 14", Gasoline Ring Saw (reinforced concrete, yellow) | Husqvarna | 531 108 058 | RD-0103.01 | 8 | each
RESCUE | MISCELLANEOUS TOOLS | Miscellaneous Tools | Manufacturer/ Vendor - Meet or Exceed This Quality | Model / Part #(s) Meet or Exceed This Quality | RE-0000.00 | ARM QTY | Unit of Issue | Haz-Dec Possible
RESCUE | MISCELLANEOUS TOOLS | Torch oxy/acetylene kits, large bore, w/attachments (gauges, hoses, wands, strikers, adapters and safety equipment) | Victor | 0384-2675 | RE-0107.00 | 1 | each
RESCUE | MISCELLANEOUS TOOLS | Goggle Set, #5 | Victor | 1423-0014 | RE-0107.03 | 4 | each
RESCUE | MISCELLANEOUS TOOLS | Gloves, Welding | Victor | 1423-4158 | RE-0107.04 | 6 | pair
RESCUE | MISCELLANEOUS TOOLS | Tip, Size 0, Oxy-Acetylene Torch (spare) | Victor | 3300002 | RE-0107.09 | 2 | each
RESCUE | MISCELLANEOUS TOOLS | Tip, Size 1, Oxy-Acetylene Torch (spare) | Victor | 3300005 | RE-0107.10 | 2 | each
RESCUE | MISCELLANEOUS TOOLS | Tip, Size 3, Oxy-Acetylene Torch (spare) | Victor | 3300012 | RE-0107.11 | 2 | each
RESCUE | MISCELLANEOUS TOOLS | Striker, Oxy-Acetylene Torch | Grainger | 5KH16 | RE-0107.12 | 4 | each
RESCUE | MISCELLANEOUS TOOLS | Torch Head, Ox Set 36" | Victor | 0381-1624 | RE-0107.14 | 1 | each
RESCUE | MISCELLANEOUS TOOLS | Tip, Size 2, Oxy-Acetylene Torch (spare) | Victor | 033-006 | RE-0107.15 | 2 | each
RESCUE | MISCELLANEOUS TOOLS | Torch, oxygen/fuel gas, portable kit, w/ attachments (gauges, hoses, wands) standard parts kit included, Petrogen SAR Kit plus cart | Petrogen SAR Kit | 6070 | RE-0108.00 | 2 | each
RESCUE | MISCELLANEOUS TOOLS | PCS Portible Kit , PCS | Petrogen | 6000 | RE-0109.00 | 1 | each
RESCUE | MISCELLANEOUS TOOLS | Tip, Petrogen Size 5, spare | Petrogen | Tip #5 | RE-0110.00 | 8 | each
RESCUE | MISCELLANEOUS TOOLS | Tip, Petrogen Size 81, spare | Petrogen | Tip # 81 | RE-0111.00 | 4 | each
RESCUE | MISCELLANEOUS TOOLS | Tip, Petrogen Size 83, spare | Petrogen | Tip #83 | RE-0112.00 | 4 | each
RESCUE | MISCELLANEOUS TOOLS | Adapter Kit, Multi fuel | Petrogen | 8000 | RE-0113.00 | 4 | each
RESCUE | MISCELLANEOUS TOOLS | Torch, Breach, 75 Degree | Petrogen | 1001 | RE-0114.00 | 1 | each
RESCUE | MISCELLANEOUS TOOLS | Fitting, Quick Disconnect, Oxygen Hose | Petrogen | 3119 | RE-0115.00 | 3 | each
RESCUE | MISCELLANEOUS TOOLS | Fitting, Quick Disconnect, Gasoline Hose | Petrogen | 3013 | RE-0116.00 | 3 | each
RESCUE | MISCELLANEOUS TOOLS | Parts Kit, Standard | Petrogen | 4002 | RE-0117.00 | 3 | each
RESCUE | MISCELLANEOUS TOOLS | Striker for Torch, oxygen/fuel gas | Grainger | 2CYY2 | RE-0118.00 | 10 | each
RESCUE | HAND TOOLS | Hand Tools | Manufacturer/ Vendor - Meet or Exceed This Quality | Model / Part #(s) Meet or Exceed This Quality | RF-0000.00 | ARM QTY | Unit of Issue | Haz-Dec Possible
RESCUE | HAND TOOLS | Axe, flat head, fiberglass handle | Nupla | FP6-LECS p/n = 33761 | RF-0101.00 | 1 | each
RESCUE | HAND TOOLS | Bar, pry, pinch point 60" | Ames | 1160100 | RF-0102.00 | 8 | each
RESCUE | HAND TOOLS | Bar, wrecking 18" | Stanley | 55-118 | RF-0103.00 | 2 | each
RESCUE | HAND TOOLS | Bar, wrecking 30" | Ames | 1171000 | RF-0105.00 | 2 | each
RESCUE | HAND TOOLS | Belt, carpenter, quick disconnects, with 2 pouches | Custom Leather Craft | 1427X | RF-0106.00 | 10 | each
RESCUE | HAND TOOLS | Bucket, plastic, 5 gallon, w/ handle | US Plastics | 2286 | RF-0107.00 | 6 | each
RESCUE | HAND TOOLS | Bucket, collapsible, 12" X 17" | Klein | 5104S | RF-0108.00 | 4 | each
RESCUE | HAND TOOLS | Carrier, debris, 4' x 6' | Cascade Fire Equipment | 24316 | RF-0109.00 | 4 | each
RESCUE | HAND TOOLS | Chalk, line, 100', with chalk | Irwin | 64310 | RF-0110.00 | 2 | each
RESCUE | HAND TOOLS | Chisels, wood, assorted (not to exceed 6 chisels total), set | Stanley | 16-971 | RF-0113.00 | 1 | set
RESCUE | HAND TOOLS | Crayon, lumber, assorted colors | Grainger | 5W542 | RF-0114.00 | 50 | each
RESCUE | HAND TOOLS | Cutter, bolt, 18" | HK Porter | 00190MCD | RF-0115.00 | 1 | each
RESCUE | HAND TOOLS | Cutter, bolt, 36" | HK Porter | 0390MC | RF-0116.00 | 2 | each
RESCUE | HAND TOOLS | Cutter, pipe, multiple head, 1 - 2-1/2" | General too | 126 | RF-0117.00 | 1 | each
RESCUE | HAND TOOLS | Cutter, wire and cable, 28", fiberglass handles | HK Porter | 0190MTN | RF-0118.00 | 1 | each
RESCUE | HAND TOOLS | Hacksaw, high tension, contractor grade | Stanley | 20-001 | RF-0120.00 | 2 | each
RESCUE | HAND TOOLS | Blade, Hacksaw, 12" - 18 tpi, shatterproof | Starrett | TGF-1218-10 | RF-0120.01 | 12 | each
RESCUE | HAND TOOLS | Blade, Hacksaw, 12" - 24 tpi, shatterproof | Starrett | TGF-1224-10 | RF-0120.02 | 12 | each
RESCUE | HAND TOOLS | Hammer, sledge, 4 lb., 16" fiberglass handle | Nupla | 27045 | RF-0121.00 | 8 | each
RESCUE | HAND TOOLS | Hammer, sledge, 8 lb., fiberglass handle | Nupla | 27808 | RF-0122.00 | 4 | each
RESCUE | HAND TOOLS | Hammer, sledge 12 lb., fiberglass handle | Nupla | 27812 | RF-0123.00 | 2 | each
RESCUE | HAND TOOLS | Hammer, framing straight claw, 22 oz., steel, mill face | Estwing | E3-22SM | RF-0124.00 | 10 | each
RESCUE | HAND TOOLS | Hand truck, convertible into dolly, with pneumatic tires | Dayton | 4ZJ34 | RF-0125.00 | 3 | each
RESCUE | HAND TOOLS | Knife, Utility, retractable blade | Stanley | 10-989 | RF-0129.00 | 12 | each
RESCUE | HAND TOOLS | Blade, Utility Knife, Spare. 100 per pack | Stanley | 11-911A | RF-0129.01 | 2 | each
RESCUE | HAND TOOLS | Ladder, 18' Little Giant | Little Giant | 1A Model 22 | RF-0131.00 | 2 | each
RESCUE | HAND TOOLS | Level, 4 ft. | Stanley | 43502 | RF-0132.00 | 2 | each
RESCUE | HAND TOOLS | Nails, common, 16D, Sinkers, pound | Grip Rite | 16d Common | RF-0133.00 | 50 | lbs
RESCUE | HAND TOOLS | Nails, common, 8D, Sinkers, pound | Grip Rite | 8d Common | RF-0134.00 | 50 | lbs
RESCUE | HAND TOOLS | Pencils, carpenter | Irwin | 66300 | RF-0136.00 | 75 | each
RESCUE | HAND TOOLS | Sheeting, Plastic, 20' foot x 100' role, Clear, 6 mil | Tyco Plastic | 620 C poly Pro | RF-0141.00 | 2 | roll
RESCUE | HAND TOOLS | Shovel, spade point, 60" straight handle | Nupla | RP2L-E | RF-0142.00 | 4 | each
RESCUE | HAND TOOLS | Entrenching tool, shovel, w/folding pick, O/A length 30" | Council Tool Co. | CT42-FSS | RF-0144.00 | 4 | each
RESCUE | HAND TOOLS | Snips, tin, aviation type | Wiss | M-3R | RF-0145.00 | 8 | each
RESCUE | HAND TOOLS | Square, speed | Johnson | RAS1 | RF-0146.00 | 12 | each
RESCUE | HAND TOOLS | Square, framing, 2 ft. | Johnson | CS5 | RF-0147.00 | 2 | each
RESCUE | HAND TOOLS | Tape, flagging, yellow, 100 yd. roll | Hanson | 17024 | RF-0149.00 | 6 | each
RESCUE | HAND TOOLS | Tape, measuring, 100' | Lufkin | HW226 | RF-0150.00 | 2 | each
RESCUE | HAND TOOLS | Tape, measuring, 30' power return, 1" blade width | Stanley | 33-600 | RF-0151.00 | 12 | each
RESCUE | HAND TOOLS | Tarpaulin, polyethylene, 15' x 20', heavy duty grommets | Grainger | 2W696B | RF-0152.00 | 8 | each
RESCUE | HAND TOOLS | Wrench, pipe, 36" aluminum | Rigid | 836/31110 | RF-0154.00 | 1 | each
RESCUE | HAND TOOLS | Wrench, pipe, 18" aluminum | Rigid | 818/31100 | RF-0155.00 | 1 | each
RESCUE | HAND TOOLS | Wrench, pipe, 12" aluminum | Rigid | 810/31090 | RF-0156.00 | 1 | each
RESCUE | HAND TOOLS | Tool, Gas and Water Shut-off | Orbit irrigation products | 26097 | RF-0157.00 | 2 | each
RESCUE | HAND TOOLS | Halligan tool | Fire hooks unlimited | Pro-Bar 30" | RF-0158.00 | 8 | each
RESCUE | HAND TOOLS | Cutter, bolt, 24" | HK Porter | 0190MC | RF-0160.00 | 1 | each
RESCUE | HAND TOOLS | Stake, Picket, Double Headed Rebar, 1"x48", grade 60 | Hogan Company | Double Headed Rebar 1"x48" | RF-0161.00 | 24 | each
RESCUE | HAND TOOLS | Low Profile jacks hydraulic, 5 ton, vertical or horizontal | SPX Power Team | 9205A | RF-0162.00 | 1 | each
RESCUE | HAND TOOLS | Low profile jacks hydraulic, 12 ton, vertical or horizontal 9012A | SPX Power Team | 9012A | RF-0163.00 | 1 | each
RESCUE | HAND TOOLS | Low Profile hydraulic jack 20 ton vertical horizontal 9220A | SPX Power Team | 9220A | RF-0164.00 | 1 | each
RESCUE | HAND TOOLS | Low Profile hydraulic jack 30 ton horizontal vertical 9130A | SPX Power Team | 9130A | RF-0165.00 | 1 | each
RESCUE | ELECTRICAL | Electrical | Manufacturer/ Vendor - Meet or Exceed This Quality | Model / Part #(s) Meet or Exceed This Quality | RG-0000.00 | ARM QTY | Unit of Issue | Haz-Dec Possible
|  | All Generators, Cords, Adapters are in Logistics Section |  |  | RG-0000.00
RESCUE | HEAVY RIGGING | Heavy Rigging | Manufacturer/ Vendor - Meet or Exceed This Quality | Model / Part #(s) Meet or Exceed This Quality | RH-0000.00 | ARM QTY | Unit of Issue | Haz-Dec Possible
RESCUE | HEAVY RIGGING | Cable Come a Long 3-Ton, 6000 | Linclon Hoist | LH 6000-15 | RH-0101.00 | 4 | each
RESCUE | HEAVY RIGGING | Shear pin, 3-Ton come-a-long, spare | Lincolon Hoist | 677 | RH-0101.01 | 4 | each
RESCUE | HEAVY RIGGING | Chain, 3/8"x10', grade 8, lifting, with Clevis, slip hooks and latches | Omaha Sling | ACS-SSS, 3/8 X 10 | RH-0102.00 | 2 | each
RESCUE | HEAVY RIGGING | Chain, 3/8"x 20', grade 8, lifting, with Clevis, slip hook and latches | Omaha Sling | ACS-SSS, 3/8 X 20 | RH-0103.00 | 2 | each
RESCUE | HEAVY RIGGING | Shackles, Screw Pin, 1-1/4", 12 ton | Crosby | 1018570 | RH-0104.00 | 8 | each
RESCUE | HEAVY RIGGING | Shackles, Screw Pin, Round 5/8" 3-1/4 ton | Crosby | 1018473 | RH-0105.00 | 8 | each
RESCUE | HEAVY RIGGING | Shackels, Screw Pin, Flat, for flat synthetic web, 12 ton | Crosby | 1020602 | RH-0105.01 | 4 | each
RESCUE | HEAVY RIGGING | Sling, Polyester, roundsling, 20 ft. endless, 17,000 lb. choker capacity | Liftex | ENR7-20 | RH-0106.00 | 4 | each
RESCUE | HEAVY RIGGING | Sling, Polyester roundsling, 10 ft. endless, 17,000 lb. choker capacity | Liftex | ENR7-10 | RH-0107.00 | 8 | each
RESCUE | HEAVY RIGGING | Slings, Synthetic, Heavy duty, 3" x 6', Type 3, Flat Eye, One Ply 3800 lb. Choker Capacity | Omaha Sling | EEF-1-903-06 | RH-0108.00 | 4 | each
RESCUE | HEAVY RIGGING | Slings, Wire Rope, IPS, Mechanical Splice, 1/2" X 12', 2400 lb., choker capacity | Lift-All | 12EEX12 | RH-0109.00 | 4 | each
RESCUE | HEAVY RIGGING | Swivel hook | Crosby | 1048865 | RH-0110.00 | 2 | each
RESCUE | HEAVY RIGGING | Swivel hook | Crosby | 1048831 | RH-0110.01 | 2 | each
RESCUE | HEAVY RIGGING | Swivel Hook, Latch Kit for 1048865 Hook | Crosby | 1096609 | RH-0110.02 | 4 | each
RESCUE | HEAVY RIGGING | Swivel Hook, Latch Kit for 1048831 Hook | Crosby | 1096468 | RH-0110.03 | 4 | each
RESCUE | HEAVY RIGGING | Turnbuckle,1", Jaw to Jaw, 12" TAKEUP,10000 LB. CAPACITY | Omaha Sling | JJTB 1X12 | RH-0111.00 | 4 | each
RESCUE | HEAVY RIGGING | Swivel Hoist Rings, 1/2" x 2.5" Steel, Crosby or other USA equivalent | Crosby | 1016912 | RH-0112.00 | 4 | each
RESCUE | HEAVY RIGGING | Eye Nuts, 1/2", Steel | Crosby | 1090517 | RH-0112.01 | 8 | each
RESCUE | HEAVY RIGGING | Anchors, Wedge, Concrete, 1/2" x 5-1/2" | Simpson | STB50512 | RH-0112.02 | 25 | each
RESCUE | HEAVY RIGGING | Wrench, Torque, 1/2" drive, 25-250 Ft. Lb., Adjustable | Craftsman | 00913919000P | RH-0112.03 | 1 | each
RESCUE | HEAVY RIGGING | Socket, 3/4", for Torque Wrench | Proto | J7424H | RH-0112.04 | 2 | each
RESCUE | HEAVY RIGGING | Screw, Concrete, 25/Box | Hilti | 418076, ANC KH-EZ 1/2' X 5' | RH-0112.08 | 1 | each
RESCUE | HEAVY RIGGING | Edge Protection, Sling Protection | Sling Max | CRNMX 02 | RH-0113.00 | 14 | each
RESCUE | HEAVY RIGGING | Anchors, Wedge, Concrete, 1/2" x 7" | Simpson | STB50700 | RH-0114.00 | 25 | each
RESCUE | HEAVY RIGGING | Hoist, Ratchet Chain - 3 Ton, 10' | Dayton | 3TP98 | RH-0116.00 | 2 | each
RESCUE | HEAVY RIGGING | Hook, Single, 3/8" chain, 8,800 lb. capacity (Crosby A-1361) | Bishop Lifting Products Inc. | 1049813 | RH-0117.00 | 2 | each
RESCUE | HEAVY RIGGING | Hook, Double, 3/8" chain, 17,600 lb. capacity (Crosby A-1362) | Bishop Lifting Products Inc. | 1049877 | RH-0118.00 | 2 | each
RESCUE | HEAVY RIGGING | Grip Hoist, 8000 lb Lift Capacity, with 8 spare sheer pins & 1 spare handle | Tractel Inc. | 03219902460K | RH-0119.00 | 2 | each
RESCUE | HEAVY RIGGING | Cable, Wire Rope, for Grip Hoist, w/Safety Hooks and Welded Point, 60' | Tractel Inc. | 03219902460K | RH-0119.01 | 2 | each
RESCUE | HEAVY RIGGING | Snatch Block, Single Sheave w/ Shackle | Gunnebo /Johnson | SB8S10BS | RH-0119.02 | 2 | each
RESCUE | HEAVY RIGGING | Shackle, 1 1/2 ton | Crosby | 1018446 | RH-0119.03 | 4 | each
RESCUE | HEAVY RIGGING | Sling, Polyester, roundsling, 6 ft. endless, (green), 4,200 lb. choker capacity | Bishop Lifting Products Inc. | FG0800-06 | RH-0120.00 | 4 | each
RESCUE | HEAVY RIGGING | Sling, Polyester, roundsling, 8 ft. endless, (green), 4,200 lb. choker capacity | Bishop Lifting Products Inc. | FG0800-08 | RH-0121.00 | 4 | each
RESCUE | HEAVY RIGGING | Sling, Polyester, roundsling, 10 ft. endless, (green), 4,200 lb. choker capacity | Bishop Lifting Products Inc. | FG0800-10 | RH-0122.00 | 4 | each
RESCUE | HEAVY RIGGING | Sling, Polyester, roundsling, 10 ft. endless, (yellow), 6,700 lb. choker capacity | Bishop Lifting Products Inc. | FG1000-10 | RH-0123.00 | 4 | each
RESCUE | HEAVY RIGGING | Sling, Polyester, roundsling, 12 ft. endless, (yellow), 6,700 lb. choker capacity | Bishop Lifting Products Inc. | FG1000-12 | RH-0124.00 | 4 | each
RESCUE | TECHNICAL ROPE | Technical Rope | Manufacturer/ Vendor - Meet or Exceed This Quality | Model / Part #(s) Meet or Exceed This Quality | RI-0000.00 | ARM QTY | Unit of Issue | Haz-Dec Possible
RESCUE | TECHNICAL ROPE | Sling, Rope | RSI | 757100 | RI-0101.00 | 2 | each
RESCUE | TECHNICAL ROPE | Pulley, Double, Omni Block, Rescue Grade, 2", aluminum Frame, Double Sheave PMP | Rock Exotica P53D | P53D | RI-0102.00 | 4 | each
RESCUE | TECHNICAL ROPE | Hauling system, Rope, 4:1 advantage w/ 200 ft. of lifeline, static kernmantle, 1/2" diameter, MTS 9,000 lbs. must meet or exceed NFPA 1983, with bag | Yates/RSI | 6110 | RI-0103.00 | 2 | each
RESCUE | TECHNICAL ROPE | Ascenders, Rope, Gibbs, caming device for ½" rope, (5400 lbs breaking strength) | Rockn Rescue | num2ss | RI-0105.00 | 4 | each
RESCUE | TECHNICAL ROPE | Ascenders, Rope, caming device for ½" rope, (5400 lbs breaking strength) Left Hand | Petzl | B17ALA Left | RI-0105.01 | 2 | each
RESCUE | TECHNICAL ROPE | Ascenders, Rope, caming device for ½" rope, (5400 lbs breaking strength) Right Hand | Petzl | B17ARA Right | RI-0105.02 | 2 | each
RESCUE | TECHNICAL ROPE | Harness, Rope, full body (OSHA confined space standard compliant) Size - Regular | Yates | YA-380-M | RI-0106.00 | 4 | each
RESCUE | TECHNICAL ROPE | Harness, Rope, full body (OSHA confined space standard compliant) Size - XL | Yates | YA-380-XL | RI-0106.01 | 4 | each
RESCUE | TECHNICAL ROPE | Racks, Rigging, RSI, Plate, Rigging, Aluminum, 11690 lbs breaking strength | CMC | 300610 | RI-0107.00 | 4 | each
RESCUE | TECHNICAL ROPE | Rack, Rappel, 6 bar | CMC | CMC 300890 | RI-0108.00 | 4 | each
RESCUE | TECHNICAL ROPE | Roller, Edge, Rope | Rescue Tech | 61101 | RI-0109.00 | 2 | each
RESCUE | TECHNICAL ROPE | Guard, Edge | CMC | 294029 | RI-0109.01 | 8 | each
RESCUE | TECHNICAL ROPE | Book, Log, Rope usage | CMC | 993213 | RI-0110.00 | 8 | each
RESCUE | TECHNICAL ROPE | Bag, Rope, rescue hardware | Evac | EP30C | RI-0111.00 | 4 | each
RESCUE | TECHNICAL ROPE | Pulley, 2", omni block with built in swivel, single sheave for 1/2" rope | Rock Exotica | P53D | RI-0112.00 | 20 | each
RESCUE | TECHNICAL ROPE | Pully, 3", rescue grade, prusik-minding, aluminum frame, single sheave for 1/2" rope | Rescue Technology | 61084104 | RI-0114.00 | 2 | each
RESCUE | TECHNICAL ROPE | Rope, lifeline, 300' lengths of nylon static (ORANGE), Kernmantle, 1/2" diameter, minimum tensile strength (MTS) 9000 lbs., must meet or exceed NFPA 1983 | CMC | 273210 | RI-0115.00 | 1 | each
RESCUE | TECHNICAL ROPE | Rope, lifeline, 300' lengths of nylon static (RED), Kernmantle, 1/2" diameter, minimum tensile strength (MTS) 9000 lbs., must meet or exceed NFPA 1983 | CMC | 273230 | RI-0115.01 | 1 | each
RESCUE | TECHNICAL ROPE | Rope, lifeline, 200' lengths of nylon static (WHITE), Kernmantle, 1/2" diameter, minimum tensile strength (MTS) 9000 lbs., must meet or exceed NFPA 1983 | CMC | 263200 | RI-0116.00 | 3 | each
RESCUE | TECHNICAL ROPE | Rope, lifeline, 200' lengths of nylon static (BLUE), Kernmantle, 1/2" diameter, minimum tensile strength (MTS) 9000 lbs., must meet or exceed NFPA 1983 | CMC | 273220 | RI-0116.01 | 3 | each
RESCUE | TECHNICAL ROPE | Carabiners, Rope, locking "D", 10,000 tensile strength, must meet NFPA 1983/ANSI/OSHA requirements for General Use, aluminum | CMC | Rescue Pro-Series auto-tech 300233 | RI-0117.00 | 52 | each
RESCUE | TECHNICAL ROPE | Rope, tag line, nylon, 200' lengths of 8mm, MTS 2,600 lbs., must meet or exceed NFPA 1983 | CMC | 293018 | RI-0118.00 | 8 | each
RESCUE | TECHNICAL ROPE | Cord, prussik, 8mm, Red | CMC | 293038 | RI-0119.00 | 300 | feet
RESCUE | TECHNICAL ROPE | Cord, prussik, 8mm, Green | CMC | 293018 | RI-0119.01 | 300 | feet
RESCUE | TECHNICAL ROPE | Webbing, tubular, 2", MTS 6,000 lbs. | CMC | 200203 | RI-0120.00 | 100 | feet
RESCUE | TECHNICAL ROPE | Rope, throw, water rescue, 75', with bag, (throw bag part #433175) | CMC | 291275 | RI-0121.00 | 4 | each
RESCUE | TECHNICAL ROPE | Tripod, tubular aluminum, or Arizona Vortex Rescue System, adjustable between 6' and 8', minimum work load of 600 lbs. | CMC | 727300 | RI-0122.00 | 1 | each
RESCUE | TECHNICAL ROPE | Pulley, Knot Passing | CMC | 300391 | RI-0123.00 | 2 | each
RESCUE | TECHNICAL ROPE | Webbing, Tubular, 1", MBS 4,000 lbs, 300' roll, Various Colors | CMC | 200102 200103 200104 | RI-0124.00 | 6 | each
RESCUE | TECHNICAL ROPE | Strap, Anchor - Pro-Series, medium | CMC | 201023 | RI-0125.00 | 4 | each
RESCUE | TECHNICAL ROPE | Strap, Anchor - Pro-Series, XL | CMC | 201025 | RI-0126.00 | 4 | each
RESCUE | TECHNICAL ROPE | Strap, Pick-off - Pro-Series | CMC | 201106 | RI-0127.00 | 4 | each
RESCUE | TECHNICAL ROPE | Rope, Utility, Solid Braid, 3/8" 125' roll | CMC | 293018 | RI-0128.00 | 3 | rolls
RESCUE | TECHNICAL ROPE | Drop bags, with 8mm utility line, 100' | CMC Rescue | 724140 | RI-0133.00 | 2 | each
RESCUE | TECHNICAL ROPE | MPD, multi-purpose device 1/2 inch red | CMC | 333000 | RI-0135.00 | 2 | each
RESCUE | TECHNICAL ROPE | CMC, Tower Climb, Azzard | CMC | 201829 | RI-0140.00 | 10 | each
RESCUE | TECHNICAL ROPE | Descender, Petzl Id for General Use | Petzel | D200LO | RI-0141.00 | 4 | each
RESCUE | TECHNICAL ROPE | Lanyard, Bypass, 6', Adjustable | Yates | 876 | RI-0142.00 | 4 | each
RESCUE | TECHNICAL ROPE | Bag, Rope, for 200' - 300' rope | CMC | 431103 | RI-0143.00 | 8 | each
RESCUE | TECHNICAL ROPE | Stretcher, Sked, Roll up, Full Size | Sked | SK-200C-OR | RI-0144.00 | 2 | each
RESCUE | TECHNICAL ROPE | Litter, Stokes, without Leg Separators (Metal Wire type) | CMC Rescue | 726100 | RI-0145.00 | 2 | each
RESCUE | TECHNICAL ROPE | Bridle, Litter, Proseries Litter Harness | CMC Rescue | 724121 | RI-0145.01 | 2 | each
RESCUE | TECHNICAL ROPE | Aztek Elite, Mini 4:1, Rope Kit | Rescue Response | KTAZTEK | RI-0147.00 | 8 | each
RESCUE | TECHNICAL ROPE | Backboard Half, confined space immobilization, c-spine | Yates | 900 | RI-0148.00 | 2 | each
RESCUE | SAFETY | Safety | Manufacturer/ Vendor - Meet or Exceed This Quality | Model / Part #(s) Meet or Exceed This Quality | RJ-0000.00 | ARM QTY | Unit of Issue | Haz-Dec Possible
RESCUE | SAFETY | Binoculars, 10 x 50 power, waterproof | Bushnell | 19-1050 | RJ-0101.00 | 4 | each
RESCUE | SAFETY | Blower, ventilation, for confined space, electric, (NIOSH/OSHA compliant and intrinsically rated) | Euramco / RamFan | ED-7125 | RJ-0102.00 | 1 | each
RESCUE | SAFETY | Duct, 8"x 25', Reinforced, in carry bag, | Euramco / RamFan | FDT-0825BB | RJ-0102.02 | 1 | each
RESCUE | SAFETY | Adapter, Inlet Duct | Euramco / RamFan | ED0304 | RJ-0102.03 | 1 | each
RESCUE | SAFETY | Breathing apparatus, airline-supplied (SABA), 4500 PSI, with 10-minute escape cylinder, NIOSH/OSHA approved | Scott | SkaPak Plus | RJ-0103.00 | 2 | each | Y
RESCUE | SAFETY | Breathing apparatus, Cylinders (spare), 10-minute, 4500 psi | Scott | 804978-01 | RJ-0103.01 | 2 | each | Y
RESCUE | SAFETY | Cylinder, Breathing apparatus, 1-hour, 4500 psi, (spare) | Scott | 804723-01 | RJ-0103.02 | 8 | each | Y
RESCUE | SAFETY | Extinguisher, water, backpack-type | Wildfire | DBS-500FSV | RJ-0105.00 | 2 | each
RESCUE | SAFETY | Extinguisher, dry chemical, 20 lb., ABC-type | Badger | 20MB-6H | RJ-0106.00 | 2 | each | Y
RESCUE | SAFETY | Heater, for Blower, ventilation, (electric or LP with accessories) for RJ-0102.00 |  | ED-HEAT2600C | RJ-0107.00 | 1 | each
RESCUE | SAFETY | Regulator, (propane, B Hose) | Goss | EP-70G | RJ-0107.01 | 1 | each
RESCUE | SAFETY | Hose, 12' Propane, B Fitting | Goss | HEF-12HOSE | RJ-0107.02 | 1 | each
RESCUE | SAFETY | Lockout/Tagout Kit | Prinzing | 45605 | RJ-0108.00 | 1 | Kit / see Kit Lists tab
RESCUE | SAFETY | Lockout, Plug | Prinzing | Y267503 | RJ-0108.01 | 1 | per kit
RESCUE | SAFETY | Lock, Multi Pole Breaker | Prinzing | Y272281 | RJ-0108.02 | 2 | per kit
RESCUE | SAFETY | Lock, Single Pole Breaker | Prinzing | Y272283 | RJ-0108.03 | 3 | per kit
RESCUE | SAFETY | Sign, Vinyl, 3x5 WYL | Prinzing | Y383752 | RJ-0108.04 | 10 | per kit
RESCUE | SAFETY | Donut, Safety 1" - 2 1/2" | Prinzing | Y383874 | RJ-0108.05 | 1 | per kit
RESCUE | SAFETY | Donut, Safety 5" - 6 1/2" | Prinzing | Y383877 | RJ-0108.06 | 1 | per kit
RESCUE | SAFETY | Hasp, lockout, 1/2 inch Steel | Prinzing | Y241894 | RJ-0108.07 | 3 | per kit
RESCUE | SAFETY | Lockout, Wall Switch | Prinzing | Y384156 | RJ-0108.08 | 1 | per kit
RESCUE | SAFETY | Sign, Lockout, 5x7 | Prinzing | Y383754 | RJ-0108.09 | 5 | per kit
RESCUE | SAFETY | Sensor, Voltage, AC, 120 - 160 | Prinzing | Y382821 | RJ-0108.10 | 1 | per kit
RESCUE | SAFETY | Lock, Braided, Blue, (padlock) | Prinzing | Y382846 | RJ-0108.11 | 3 | per kit
RESCUE | SAFETY | Identifiers, Lock | Prinzing | Y382904 | RJ-0108.12 | 1 | per kit
RESCUE | SAFETY | Box | Prinzing | Y382906 | RJ-0108.13 | 1 | per kit
RESCUE | SAFETY | Sensor, Voltage, AC | Prinzing | 3115 | RJ-0108.14 | 1 | per kit
RESCUE | SAFETY | Tags, Lockout, "20 pack" | Prinzing | Y383760 | RJ-0108.15 | 1 | per kit
RESCUE | SAFETY | Permit, confined space entry, pre-made, Package of 25 | Brady | 65937 | RJ-0109.00 | 1 | each
RESCUE | SAFETY | Sprayer, pressure, 3 gallon, pump type | Hudson | 90183 | RJ-0110.00 | 2 | each
TECHNICAL | STRUCTURES SPECIALIST EQUIPMENT | Structures Specialist Equipment | Manufacturer/ Vendor - Meet or Exceed This Quality | Model / Part #(s) Meet or Exceed This Quality | TA-0000.00 | ARM QTY | Unit of Issue | Haz-Dec Possible
TECHNICAL | STRUCTURES SPECIALIST EQUIPMENT | Vest, Backpack/Equipment, (for carrying tools) | SECO | 8265-50 FLO | TA-0101.00 | 2 | each
TECHNICAL | STRUCTURES SPECIALIST EQUIPMENT | Binoculars, waterproof | Nikon | Aculon T11 8-24x25 (Black) | TA-0102.00 | 2 | each
TECHNICAL | STRUCTURES SPECIALIST EQUIPMENT | Compass, navigation, high quality | Suunto | KB-14/360R | TA-0103.00 | 2 | each
TECHNICAL | STRUCTURES SPECIALIST EQUIPMENT | Range Finder, laser range | Bushnell | Sport 850 4x20 202205 | TA-0104.00 | 2 | each
TECHNICAL | STRUCTURES SPECIALIST EQUIPMENT | Documentation kit, including documents, forms, pens, pencils, mylar sheets |  |  | TA-0105.00 | 2 | each
TECHNICAL | STRUCTURES SPECIALIST EQUIPMENT | Paper, Weather Proof, 8x8 GRID, 8 - 1/2"x 11, 100 Shts / pkg | Rite in the Rain | 372-MX | TA-0105.01 | 1 | pack
TECHNICAL | STRUCTURES SPECIALIST EQUIPMENT | Pen, All weather | Rite in theRain | #37 | TA-0105.02 | 10 | each
TECHNICAL | STRUCTURES SPECIALIST EQUIPMENT | Gauge, Crack | Avongard | Avongard Strain Gauges | TA-0106.00 | 12 | each
TECHNICAL | STRUCTURES SPECIALIST EQUIPMENT | Hammer, geology | Estwing | E3-22P | TA-0107.00 | 2 | each
TECHNICAL | STRUCTURES SPECIALIST EQUIPMENT | Level, Electronic | Macklanburg-Duncan | # 92288 | TA-0108.00 | 4 | each
TECHNICAL | STRUCTURES SPECIALIST EQUIPMENT | Marking Kit, (includes the items listed below) |  |  | TA-0109.00 | 2 | each
TECHNICAL | STRUCTURES SPECIALIST EQUIPMENT | Tape, Cordoning, DANGER, Roll | Abatix | BTPD | TA-0109.01 | 1 | roll
TECHNICAL | STRUCTURES SPECIALIST EQUIPMENT | Tape, Cordoning, CAUTION, Yellow, roll | Abatix | BTPC | TA-0109.02 | 1 | roll
TECHNICAL | STRUCTURES SPECIALIST EQUIPMENT | Flagging Ribbon, Survey, Red, 1-3/16" X 300' roll | Ben Meadows | 101412 | TA-0109.03 | 2 | roll
TECHNICAL | STRUCTURES SPECIALIST EQUIPMENT | Crayon, Marking, Red | Dixon | 71126 | TA-0109.05 | 6 | each
TECHNICAL | STRUCTURES SPECIALIST EQUIPMENT | Light stick, Cyalume, 12-hour duration, Yellow | Cyalume Technologies | 6260-01-196-0136 | TA-0109.06 | 24 | each
TECHNICAL | STRUCTURES SPECIALIST EQUIPMENT | Flagging Ribbon, Survey, Yellow, 1-3/16" X 300' roll | Ben Meadows | 101400 | TA-0109.07 | 12 | roll
TECHNICAL | STRUCTURES SPECIALIST EQUIPMENT | Flagging Ribbon, Survey, White, 1-3/16" X 300' roll | Ben Meadows | 101404 | TA-0109.08 | 12 | roll
TECHNICAL | STRUCTURES SPECIALIST EQUIPMENT | Crayon, Marking, Yellow | Dixon | 71125 | TA-0109.09 | 6 | each
TECHNICAL | STRUCTURES SPECIALIST EQUIPMENT | Crayon, Marking, Black | Dixon | 71124 | TA-0109.10 | 6 | each
TECHNICAL | STRUCTURES SPECIALIST EQUIPMENT | Tape, Measuring, 30 ft. | Stanley | 33-430 | TA-0110.00 | 2 | each
TECHNICAL | STRUCTURES SPECIALIST EQUIPMENT | Tape, Measuring, 100 ft. | Lufkin | PSFE100 | TA-0111.00 | 2 | each
TECHNICAL | STRUCTURES SPECIALIST EQUIPMENT | Detector, Metal, handheld | Zircon | MT6 / 58594 | TA-0112.00 | 2 | each
TECHNICAL | STRUCTURES SPECIALIST EQUIPMENT | Plumb bob, 8 oz, w/lines | Stanley | 47-973 | TA-0113.00 | 4 | each
TECHNICAL | STRUCTURES SPECIALIST EQUIPMENT | Pointer, Laser | Quartet | MP1200Q / Class 3A | TA-0114.00 | 2 | each
TECHNICAL | STRUCTURES SPECIALIST EQUIPMENT | Meter, Range, Hand-held | Leica | Disto I7500E | TA-0115.00 | 2 | each
TECHNICAL | STRUCTURES SPECIALIST EQUIPMENT | Screwdriver, Phillips #2 X 18" | Old Forge | 5218P | TA-0116.00 | 2 | each
TECHNICAL | STRUCTURES SPECIALIST EQUIPMENT | Anchors, Masonry 1/4"x1-1/4" (100 per box) | Tapcon | TCH14114 | TA-0117.00 | 6 | box
TECHNICAL | STRUCTURES SPECIALIST EQUIPMENT | Tapcon Driver Kit Deluxe | Buildex | TCIT | TA-0117.01 | 2 | each
TECHNICAL | STRUCTURES SPECIALIST EQUIPMENT | Epoxy, Rapid set, 2 part putty, paste grade | Polymeric Systems | Repair-it-Quick Putty Stick | TA-0118.00 | 2 | pack
TECHNICAL | STRUCTURES SPECIALIST EQUIPMENT | Calculator, scientific | Hewlett-Packard | HP-35S | TA-0119.00 | 2 | each
TECHNICAL | STRUCTURES SPECIALIST EQUIPMENT | Camera, digital, water / shock resistant, GPS, 16 MP w/accessories: Carry case, 2 batteries (EN-EL12), charger, cables, adapters, memory card, mini tripod, software, manual | Nikon | Coolpix AW 130 | TA-0120.00 | 2 | each
TECHNICAL | STRUCTURES SPECIALIST EQUIPMENT | Card, Memory, 16 gigabyte, Digital Camera | SanDisk | SDSU-016G-AN6IN | TA-0120.01 | 4 | each
TECHNICAL | STRUCTURES SPECIALIST EQUIPMENT | Clinometer, foresters type, calibrated for 100 feet with rubber protective cover | Brunton | Omni Slope | TA-0121.00 | 2 | each
TECHNICAL | STRUCTURES SPECIALIST EQUIPMENT | Kneeboard, tri-fold, | ASA | ASA - KB3 VFR | TA-0122.00 | 2 | each
TECHNICAL | STRUCTURES SPECIALIST EQUIPMENT | Meter, Weather/Wind | Kestrel | 4500 | TA-0123.00 | 2 | each
TECHNICAL | STRUCTURES SPECIALIST EQUIPMENT | Penetrometer, Pocket | Lang | Regular | TA-0125.00 | 2 | each
TECHNICAL | STRUCTURES SPECIALIST EQUIPMENT | Tape, Measuring, 300 ft., fiberglass English open reel | Lufkin | PSFE300 | TA-0126.00 | 1 | each
TECHNICAL | STRUCTURES SPECIALIST EQUIPMENT | Telescope, compact, 30 x 50 w/tripod, case | Leupold | 120560 Kit | TA-0127.00 | 1 | each
TECHNICAL | STRUCTURES SPECIALIST EQUIPMENT | Light, Clip-on | Pelican | Versabrite / 2250 | TA-0131.00 | 2 | each
TECHNICAL | STRUCTURES SPECIALIST EQUIPMENT | Tripod, Laser Station, Heavy duty wood/fiberglass, Quick Clamp | CST/Berger | 60-WDF20 | TA-0132.00 | 2 | each
TECHNICAL | STRUCTURES SPECIALIST EQUIPMENT | Case, Shipping, Hard Shell, for Tripod | SECO | 8160-31 | TA-0132.01 | 2 | each
TECHNICAL | STRUCTURES SPECIALIST EQUIPMENT | Total Station Nivo 5M+, Kit, each kit to include 1 of each items TA-0133.01 & TA-0133.05 | Nikon | HNA30560 | TA-0133.00 | 2 | Kit
TECHNICAL | STRUCTURES SPECIALIST EQUIPMENT | Charger, Dual, for Nivo Total Station | Nikon | HQJ27000 | TA-0133.01 | 1 | per kit
TECHNICAL | STRUCTURES SPECIALIST EQUIPMENT | Battery, spares, for Nivo Total Station (2 required for each unit) | Nikon | 67201-01-SPN | TA-0133.02 | 2 | per kit | Y
TECHNICAL | STRUCTURES SPECIALIST EQUIPMENT | Pole, Sectional, for Total Station Mini Prism | Leica | GLS115 | TA-0133.03 | 1 | per kit
TECHNICAL | STRUCTURES SPECIALIST EQUIPMENT | Prism, Mini, with Holder, for Total Station | Leica | GMP111 | TA-0133.04 | 1 | per kit
TECHNICAL | STRUCTURES SPECIALIST EQUIPMENT | Straps, Carrying, Total Station Case Carring Straps | Nikon | HXA20668 | TA-0133.05 | 1 | per kit
TECHNICAL | STRUCTURES SPECIALIST EQUIPMENT | Eyepiece, Diagonal, for Nivo Total Station | Nikon | HED14001 | TA-0133.06 | 1 | per kit
TECHNICAL | STRUCTURES SPECIALIST EQUIPMENT | Field Operations Guide, USACE StS, Current Edition | USACE | USACE StS FOG | TA-0133.07 | 1 | per kit
TECHNICAL | STRUCTURES SPECIALIST EQUIPMENT | Inverter, Power, 12v to 120v, 100 watt | Whistler | XP=100I | TA-0133.08 | 1 | per kit
TECHNICAL | STRUCTURES SPECIALIST EQUIPMENT | Tape, Reflective, 60 x 60mm, 20/pkg | Leica | 763534-1 GMZ31 | TA-0134.00 | 1 | per kit
TECHNICAL | STRUCTURES SPECIALIST EQUIPMENT | Notebook, Universal, 4 5/8" x 7" Spiral, All Weather, Polydura Cover | Rite in the Rain | 373 | TA-0135.00 | 5 | each
TECHNICAL | STRUCTURES SPECIALIST EQUIPMENT | Notebook, Field, 4 5/8" x 7" Spiral, All Weather, Polydura Cover | Rite in the Rain | 353 | TA-0136.00 | 5 | each
TECHNICAL | STRUCTURES SPECIALIST EQUIPMENT | Notebook, Journal, 3 1/4" x 5", Spiral, All Weather, Polydura Cover | Rite in the Rain | 393-M | TA-0137.00 | 5 | each
TECHNICAL | TECHNICAL INFORMATION SUPPLIES | Technical Information Supplies | Manufacturer/ Vendor - Meet or Exceed This Quality | Model / Part #(s) Meet or Exceed This Quality | TB-0000.00 | ARM QTY | Unit of Issue | Haz-Dec Possible
TECHNICAL | TECHNICAL INFORMATION SUPPLIES | Camera, Digital, Kit, to include EOS 60D EF-S 18-200IS Kit with EF 70-300mm f/4-5.6 IS USM Lens | Canon | EOS 60D EF-S 18-200IS Kit with EF 70-300mm f/4-5.6 IS USM Lens | TB-0101.00 | 1 | each
TECHNICAL | TECHNICAL INFORMATION SUPPLIES | Card, Memory, 16GB, Compact Digital Camera | Transcend | TS16GSDHC10 | TB-0101.13 | 1 | each
TECHNICAL | TECHNICAL INFORMATION SUPPLIES | Recorder, Digital Voice, hand-held, 2-4 gb, with accessory kit | Olympus | WS-600S | TB-0103.00 | 3 | each
TECHNICAL | TECHNICAL INFORMATION SUPPLIES | Television/Monitor 19-30", Digital Ready | HP, Sony, Panasonic, Visio, etc. |  | TB-0104.00 | 2 | each
TECHNICAL | TECHNICAL INFORMATION SUPPLIES | Video camera, hand-held, digital, with low light capability, complete with case, batteries, charger, cables, manual, and associated accessories | Sony | HDR-CX550V | TB-0105.00 | 1 | each
TECHNICAL | TECHNICAL INFORMATION SUPPLIES | Card, Memory, 2-8 gigabyte, Video, digital | Sony | MS-MT8G | TB-0105.10 | 1 | each
TECHNICAL | TECHNICAL INFORMATION SUPPLIES | Camera, digital, water / shock resistant, GPS, 16 MP w/accessories: Carry case, 2 batteries (EN-EL12), charger, cables, adapters, memory card, mini tripod, software, manual | Nikon | Coolpix AW 130 | TB-0106.00 | 1 | each
TECHNICAL | TECHNICAL INFORMATION SUPPLIES | Card, Memory, 16 gigabyte, Digital Camera | SanDisk | SDSU-016G-AN6IN | TB-0106.01 | 2 | each
TECHNICAL | TECHNICAL INFORMATION SUPPLIES | Projector, Video, LCD, 1024 x 768 (XGA) minimum, to include cable kit | Panasonic | PT-LB10U | TB-0107.00 | 1 | each
TECHNICAL | TECHNICAL INFORMATION SUPPLIES | Lamp, Spare | Panasonic | ET-LAP10 | TB-0107.06 | 1 | each
TECHNICAL | TECHNICAL INFORMATION SUPPLIES | Printer, Photo, For Digital Camera, Includes ink cartages, software, cables, manual, and associated accessories | Epson | C11CA45201 | TB-0117.00 | 1 | each
TECHNICAL | TECHNICAL SEARCH EQUIPMENT | Technical Search Equipment | Manufacturer/ Vendor - Meet or Exceed This Quality | Model / Part #(s) Meet or Exceed This Quality | TF-0000.00 | ARM QTY | Unit of Issue | Haz-Dec Possible
TECHNICAL | TECHNICAL SEARCH EQUIPMENT | Camera, Search, telescoping with color monitor, w/ accessories, two additional batteries, recharging system and storage case. | SAVOX or Leader | SearchCam 3000 or P4 | TF-0101.00 | 2 | each
TECHNICAL | TECHNICAL SEARCH EQUIPMENT | Camera, Search, Mongoose or equivalent | SAVOX | SC-MGS-C | TF-0106.00 | 2 | each
TECHNICAL | TECHNICAL SEARCH EQUIPMENT | Backpack/Equipment Vest (for carrying small items) | Packsack | NSN# 8465-00-205-3493 | TF-0107.00 | 2 | each
TECHNICAL | TECHNICAL SEARCH EQUIPMENT | Cutter, Bolt, 18" | HK Porter | 0090MC | TF-0108.00 | 2 | each
TECHNICAL | TECHNICAL SEARCH EQUIPMENT | Megaphone, battery-type, | Dyno Vox | 4PD84B | TF-0109.00 | 2 | each
TECHNICAL | TECHNICAL SEARCH EQUIPMENT | Hammer, sledge 12 lb., fiberglass handle | Nupla | 27812 | TF-0110.00 | 2 | each
TECHNICAL | TECHNICAL SEARCH EQUIPMENT | Listening device, portable electronic, using combination seismic and acoustic surveillance and location device (minimum of six sensors to allow for triangulation) Should have 2-way communications capability with victim | SAVOX or Leader | Delsar Life Detector, LD3-3 or Leader Search | TF-0111.00 | 2 | each | Y
TECHNICAL | TECHNICAL SEARCH EQUIPMENT | Clamps, Wall, Listening device | Irwin | 2021418N | TF-0111.01 | 4 | each
TECHNICAL | TECHNICAL SEARCH EQUIPMENT | Axe, Pry, (w/ standard claw and leather sheath) | Paratech | 22-000520 | TF-0112.00 | 2 | each
TECHNICAL | TECHNICAL SEARCH EQUIPMENT | Saw, Reciprocating, Variable Speed, Heavy Duty, Cordless w/ Batteries and Charger, 28 volt system | M ilwaukee | 0719-22 | TF-0113.00 | 2 | each
TECHNICAL | TECHNICAL SEARCH EQUIPMENT | Battery, 28 volt, Spare for Cordless Reciprocating Saw | Milwaukee | 48-11-2830 | TF-0113.01 | 4 | each | Y
TECHNICAL | TECHNICAL SEARCH EQUIPMENT | Battery Pack, Aux for Milwaukee cordless tools | Robopak, Aircraft Dynamics Corp | 5607 | TF-0113.04 | 2 | each | Y
TECHNICAL | TECHNICAL SEARCH EQUIPMENT | Blade, Reciprocating Saw, bi-metal, shatterproof, 6"-9", 18-10 tpi (5/pkg) | Milwaukee | 48-00-5713 | TF-0113.05 | 5 | each
TECHNICAL | TECHNICAL SEARCH EQUIPMENT | Blade,wood-cutting, shatterproof 6", Reciprocating Saw (5/pkg) | Milwaukee | 4800-5021 | TF-0113.06 | 5 | each
TECHNICAL | TECHNICAL SEARCH EQUIPMENT | Blade, wood-cutting, shatterproof 9", Reciprocating Saw (5/pkg) | Milwaukee | 48-00-5026 | TF-0113.07 | 5 | each
TECHNICAL | TECHNICAL SEARCH EQUIPMENT | Blade, wood-cutting, shatterproof 12", Reciprocating Saw (5/pkg) | Milwaukee | 48-00-5027 | TF-0113.08 | 5 | each
TECHNICAL | TECHNICAL SEARCH EQUIPMENT | Tool, Entrenching, shovel, with folding pick | Council Tool Co. | CT42-FSS | TF-0114.00 | 2 | each
TECHNICAL | TECHNICAL SEARCH EQUIPMENT | Search Cam, Recon III with 2 batteries, charger and storage case (Can be purchased as part of Hasty Kit w/ TF-0115.00 & TF-0127.00) | SAVOX or Leader | Recon III or P2 | TF-0115.00 | 2 | each | Y
TECHNICAL | TECHNICAL SEARCH EQUIPMENT | GPS (global positioning satellite) receivers, handheld portable, WAAS capable, compatible with Garmin Mapsource software, battery operated, with Carrying case, Lanyard, USB data cable, external magnetic mount antenna and Cigar lighter adapter | Garmin | 64ST, 66st | TF-0116.00 | 24 | each
TECHNICAL | TECHNICAL SEARCH EQUIPMENT | Software, Mapping GPS, (2 applications) Garmin City Navigator, DeLorme Street Atlas USA, Topo USA | Garmin or Delorme | City Navigator NT, Street Atlas, TOPO USA | TF-0117.00 | 2 | each
TECHNICAL | TECHNICAL SEARCH EQUIPMENT | Tape, Surveyors, Flourscent Green, roll | Hanson | 17001 | TF-0118.00 | 12 | roll
TECHNICAL | TECHNICAL SEARCH EQUIPMENT | Tape, Surveyors, Flourscent Red, roll | Hanson | 17002 | TF-0119.00 | 12 | roll
TECHNICAL | TECHNICAL SEARCH EQUIPMENT | Video System, Portable, Camera, telescoping with color monitor, w/ accessories, two additional batteries, recharging system | Zistos | WA-TFRS/THC-50D | TF-0121.00 | 1 | each
TECHNICAL | TECHNICAL SEARCH EQUIPMENT | Fiberscope, Video System, Portable | Zistos | FSK4-BW | TF-0122.00 | 1 | each
TECHNICAL | TECHNICAL SEARCH EQUIPMENT | Concrete coring tool, gasoline-powered, capable of cutting 2" diameter hole up to 8" deep | SAVOX | SC-BRCH | TF-0123.00 | 1 | each | Y
TECHNICAL | TECHNICAL SEARCH EQUIPMENT | Bit, Coring, Diamond Faced, 2" x 17" | SAVOX | BRCH-DB | TF-0123.01 | 4 | each
TECHNICAL | TECHNICAL SEARCH EQUIPMENT | Coring Tool, Concrete, electric, capable of cutting 2" diameter hole up to 8" deep | Hilti | 373696 | TF-0125.00 | 1 | each
TECHNICAL | TECHNICAL SEARCH EQUIPMENT | Bit, Coring, Concrete, 2" diameter | Hilti | 370998 | TF-0125.01 | 4 | each
TECHNICAL | TECHNICAL SEARCH EQUIPMENT | Adapter, BI-1 concrete, 2" diameter | Hilti | 236120 | TF-0125.02 | 4 | each
TECHNICAL | TECHNICAL SEARCH EQUIPMENT | Goggle, Night Vision | ATN | ATNPS15-3 | TF-0126.00 | 2 | each
TECHNICAL | TECHNICAL SEARCH EQUIPMENT | Lens, magnifying 3x for night vision goggle | ATN | ACGOPS15LS3P | TF-0126.01 | 4 | each
TECHNICAL | TECHNICAL SEARCH EQUIPMENT | Helmet Mount Assembly, Universal - Night Vision Goggle | ATN | ACGOPS15HMNT | TF-0126.02 | 2 | each
TECHNICAL | Technical Search Equipment | Helmet, FAST Base Jump Militarty Helmet, | OPS-CORE | P27C20 | TF-0126.03 | 2 | each
TECHNICAL | TECHNICAL SEARCH EQUIPMENT | Listening Device, Delsar Mini (Can be purchased as part of Hasty Kit w/ TF-0115.00 & TF-0127.00) | SAVOX | LD3 mini-S | TF-0127.00 | 2 | each | Y
TECHNICAL | TECHNICAL SEARCH EQUIPMENT | Compass | Silva | 515 CL | TF-0128.00 | 24 | each
TECHNICAL | TECHNICAL SEARCH EQUIPMENT | Camera, Thermal Imaging, Infrared, Fire Service model, with charger, battery, storage case, hand/neck strap, | Bullard | T3 | TF-0129.00 | 2 | each | Y
TECHNICAL | TECHNICAL SEARCH EQUIPMENT | Labels, Search Marking |  |  | TF-0130.00 | 1000 | each
TECHNICAL | CANINE SEARCH EQUIPMENT | Canine Search Equipment | Manufacturer/ Vendor - Meet or Exceed This Quality | Model / Part #(s) Meet or Exceed This Quality | TG-0000.00 | ARM QTY | Unit of Issue | Haz-Dec Possible
TECHNICAL | CANINE SEARCH EQUIPMENT | Dish, Canine, Stainless Steel, 64 oz. | Gun Dog Supply | Code: 008 | TG-0101.00 | 4 | each
TECHNICAL | CANINE SEARCH EQUIPMENT | Harness, tie-down (for canine air transport) one size - adjustable | Ray Allen | TH-1N | TG-0102.00 | 4 | each
TECHNICAL | CANINE SEARCH EQUIPMENT | Tie-out cable lead, 20 ft |  |  | TG-0104.00 | 4 | each
TECHNICAL | CANINE SEARCH EQUIPMENT | Lifting harness, 1 per canine assigned to Task Force (personal issue to handler), sized to fit (Or equivalent Make/Model) | CMC | 890255 | TG-0105.00 | 12 | each
TECHNICAL | CANINE SEARCH EQUIPMENT | Pad, resting XL | Oh My Dog Supplies | EverythingProof crate pad | TG-0106.00 | 4 | each
TECHNICAL | CANINE SEARCH EQUIPMENT | Stake, Canine, Tie Out, | Top Paw Tie Out | 36-37600 | TG-0107.00 | 4 | each
TECHNICAL | CANINE SEARCH EQUIPMENT | Shower, Solar , 5 gal | Reliance | 932169 | TG-0108.00 | 4 | each
TECHNICAL | CANINE SEARCH EQUIPMENT | Kit, Decon, Canine, (Utilize 1 Contamination Reduction Kit from HazMat HG-0150.00) and the following listed Canine Decon Support Supplies |  |  | TG-0109.00 | 1 | each
TECHNICAL | CANINE SEARCH EQUIPMENT | Gloves, Latex-free,Non-sterile,100/box, 3 boxes total - 1 box each: small, medium, large | Digitcare BMAX3 | 29MAX3 | TG-0109.02 | 3 | box
TECHNICAL | CANINE SEARCH EQUIPMENT | Goggles, Safety | Condor | 1VT67 | TG-0109.03 | 25 | pair
TECHNICAL | CANINE SEARCH EQUIPMENT | Overgloves, Heavy Duty, Rubber | Ansell | 37-185 | TG-0109.04 | 15 | pair
TECHNICAL | CANINE SEARCH EQUIPMENT | Masks, Particle, Dust, 50/box | Sperian | 14110094CC | TG-0109.05 | 1 | box
TECHNICAL | CANINE SEARCH EQUIPMENT | Coveralls, plain (Tyvek, Saranex or equivalent) | Dupont | IC181SWHSM002500 | TG-0109.06 | 12 | each
TECHNICAL | CANINE SEARCH EQUIPMENT | Bag, Garbage, Heavy Duty, Large,roll | Brute | GKL041828 | TG-0109.09 | 2 | roll
TECHNICAL | CANINE SEARCH EQUIPMENT | Sheeting, Plastic, 6 mil, 20' foot x 100' feet, Clear | Tyco Plastic | 620 C poly Pro | TG-0109.10 | 1 | each
TECHNICAL | CANINE SEARCH EQUIPMENT | Towels, Absorbent, 100/box | DQE Inc | HM705 | TG-0109.11 | 1 | each
TECHNICAL | CANINE SEARCH EQUIPMENT | Liquid, Dishwashing, (Dawn or Palmolive) 20 oz (to equal 1 gallon total) | Colgate-Palmolive | 46076 | TG-0109.13 | 6 | each
TECHNICAL | CANINE SEARCH EQUIPMENT | Shampoo, Canine 16 oz (to equal 1 gallon) | Petco | 1094882 | TG-0109.14 | 6 | each
TECHNICAL | CANINE SEARCH EQUIPMENT | Ophthalmic Saline,0.9% NaCl, 4 oz. (saline or purified water) | Bausch Lomb | 35604 | TG-0109.16 | 5 | bottle
TECHNICAL | CANINE SEARCH EQUIPMENT | Powder, Absorbent, (Cornstarch, Talcum, Baking soda) 15 oz. |  |  | TG-0109.18 | 1 | bottle
TECHNICAL | CANINE SEARCH EQUIPMENT | Brushes, Scrub, Plain surgical, 30/box | Becton Dickinson | 371603 / 160 | TG-0109.19 | 2 | box
TECHNICAL | CANINE SEARCH EQUIPMENT | Towlettes, Moist, (Baby Wipes, Wet Ones) 50/box | Wet Ones |  | TG-0109.20 | 3 | box
TECHNICAL | CANINE SEARCH EQUIPMENT | Combs, Plastic, disposable | Petco | 1439685 | TG-0109.22 | 5 | each
TECHNICAL | CANINE SEARCH EQUIPMENT | Leashes, Disposable,Nylon, 50/box | Dog Supplies.com | PE-TP88991 | TG-0109.23 | 1 | box
TECHNICAL | CANINE SEARCH EQUIPMENT | Dryer, K9, with hoses and accessories | Metro AirForce Commander | AFTD-1 | TG-0109.24 | 1 | each
TECHNICAL | CANINE SEARCH EQUIPMENT | Muzzle, adjustable, basket type,leather or nylon, 10 total - 5 each: medium, large | Dog Supplies.com | PE-ZA693 | TG-0109.25 | 10 | each
TECHNICAL | CANINE SEARCH EQUIPMENT | Scissors, Bandage/Trauma | American Diagnostics Corp | 320 | TG-0109.26 | 5 | each
TECHNICAL | CANINE SEARCH EQUIPMENT | Container, for Decon Kit Support Supplies | Hardigg | AL3418-1005 | TG-0109.27 | 1 | each
TECHNICAL | CANINE SEARCH EQUIPMENT | Bottles, Spray, 16 oz | NIB | 8125-00-488-7952 | TG-0109.28 | 2 | each
TECHNICAL | CANINE SEARCH EQUIPMENT | Mineral Oil, 16 oz |  |  | TG-0109.29 | 2 | each
TECHNICAL | CANINE SEARCH EQUIPMENT | Tape, duct | Nashua | 396 | TG-0109.30 | 1 | roll
TECHNICAL | CANINE SEARCH EQUIPMENT | Hazmat Basin ('Canine Pool') | TVI Corp | HMB-45-45-0 | TG-0109.31 | 2 | each
TECHNICAL | CANINE SEARCH EQUIPMENT | Shelving, plastic, free-standing; 24" depth x 36" width | Home Depot | 17601471 | TG-0109.32 | 1 | each
TECHNICAL | CANINE SEARCH EQUIPMENT | Dri-Dek tiles, 12"x12" | www.dri-dek.com | 1'x1' tiles | TG-0109.33 | 12 | each
TECHNICAL | CANINE SEARCH EQUIPMENT | Rope, plastic, 20' | Home Depot |  | TG-0109.34 | 1 | each
TECHNICAL | CANINE SEARCH EQUIPMENT | Tie, Cable, nylon, Assortment | Thomas & Betts | 44414 | TG-0109.35 | 1 | packet
TECHNICAL | CANINE SEARCH EQUIPMENT | Vest, Travel, Canine, FEMA US&R Design, 12 Total: small, medium. large sizes determined by per TF | CC Digital Dog | FEMA H-L NSN 101908911 | TG-0110.00 | 12 | each
TECHNICAL | CANINE SEARCH EQUIPMENT | Container, Storage, K9 Food, 30lb | Pet Edge | ZW13730 | TG-0112.00 | 4 | each
TECHNICAL | CANINE SEARCH EQUIPMENT | Boots, Protective, K9, (4 per set)(Size Determined by Task Forces) | Ultra Paws | 311 | TG-0113.00 | 4 | sets
TECHNICAL | CANINE SEARCH EQUIPMENT | Coat, Cold weather, K9 (Size Determined by Task Force) | Lone Wolf Dogwear | Custom Coat | TG-0114.00 | 4 | each
TECHNICAL | CANINE SEARCH EQUIPMENT | Kennel, K9, total of 8 Kennels no more than 4 of any one Type |  |  | TG-0115.00 | 4 | Total
WATER | WATER OPERATIONS | Personal Protective Equiment | Manufacturer/ Vendor - Meet or Exceed This Quality | Model / Part #(s) Meet or Exceed This Quality | WA-0000.00 | ARM QTY | Unit of Issue | Haz-Dec Possible
WATER | WATER OPERATIONS | Helmet, water, adjustable ratchet headband, Rescuer (34 Minimum. UP TO 80) | NRS | Havoc/ 208420424 | WA-0101.00 | 34 | each
WATER | WATER OPERATIONS | PFD, Floatation Device, Personal, Extrasport Universal Rescue, Integrated US Coast Guard approved quick-release buckle and rescuer's harness. Size: Universal Chest Size 30 -56" Color: Yellow. (34 Minimum. UP TO 80) | NRS | 2171 | WA-0105.00 | 34 | each
WATER | WATER OPERATIONS | PFD, Floatation Device, Canine, Size: Medium, sturdy haul handle, secure leash D-ring, and high-visibility reflective tape. | NRS | 2119 | WA-0106.00 | 2 | each
WATER | WATER OPERATIONS | PFD, Floatation Device, Canine, Size: Large, sturdy haul handle, secure leash D-ring, and high-visibility reflective tape. | NRS | 2119 | WA-0107.00 | 2 | each
WATER | WATER OPERATIONS | PFD, Floatation Device, Canine, Size: Extra Large, sturdy haul handle, secure leash D-ring, and high-visibility reflective tape. | NRS | 2119, | WA-0108.00 | 2 | each
WATER | WATER OPERATIONS | Whistle, Safety, Storm, Hi Visibility Orange, Durable plastic safety whistle, w/lanyard and stainless spit-ring (34 Minimum. UP TO 80) | CMC | C180001 | WA-0109.00 | 34 | each
WATER | WATER OPERATIONS | Light, Strobe, for Personal Flotation Device (34 Minimum. UP TO 80) | ACR | FireFly Plus | WA-0111.00 | 34 | each
WATER | WATER OPERATIONS | Headlamp, Petzl Duo LED , UL Class I; Div. 1; Group D T3, Class I; Div. 2; Groups A, B, C, D, T3. Class II; Div. 2; Groups F, G, T3. (34 Minimum. UP TO 80) | Petzl | E72 P | WA-0112.00 | 34 | each
WATER | WATER OPERATIONS | Pouch, Headlamp, Myo/Duo (34 Minimum. UP TO 80) | Myo/Duo, CMC | 129012 | WA-0113.00 | 34 | each
WATER | WATER OPERATIONS | Knife, with sheath. Blade length:3", Handle: 3.75". Weight: 4 oz. Color: High Visibility Orange (34 Minimum. UP TO 80) | NRS Pilot | KN2556 | WA-0114.00 | 34 | each
WATER | WATER OPERATIONS | Throw Rope, Guardian Raft Rescue , with waist harness and throw bag. Rope Length: 55'. (34 Minimum. UP TO 80) | NRS | 1827 | WA-0115.00 | 34 | each
WATER | WATER OPERATIONS | Bag, Waterproof, Large, For Handheld Radios, w/Lanyard (34 Minimum. UP TO 80) | Motorola | HLN9985B | WA-0116.00 | 34 | each
WATER | WATER OPERATIONS | Bag, Duffel, Mesh, CMC Rescue, Yellow Mesh, 1000 Denier Cordura nylon. W/Full-size zippered pocket on one end. (34 Minimum. UP TO 80) | CMC | 440742 | WA-0117.00 | 34 | each
WATER | WATER OPERATIONS | PFD, (manual activation), Deluxe Inflatable, USCG approved type V personal flotation device | Mustang | MD2981 | WA-0123.00 | 48 | each | Y
WATER | BOAT EQUIPMENT | Boats, Motors, Trailers | Manufacturer/ Vendor - Meet or Exceed This Quality | Model / Part #(s) Meet or Exceed This Quality | WB-0000.00 | ARM QTY | Unit of Issue | Haz-Dec Possible
WATER | BOAT EQUIPMENT | Nothing listed at this time. |  |  | WB-0000.00
WATER | OFFENSIVE WATER EQUIPMENT | Water Operations Equipment | Manufacturer/ Vendor - Meet or Exceed This Quality | Model / Part #(s) Meet or Exceed This Quality | WC-0000.00 | ARM QTY | Unit of Issue | Haz-Dec Possible
WATER | OFFENSIVE WATER EQUIPMENT | Nothing listed at this time. |  |  | WC-0000.00
WATER | SUPPORT | Water Operations Support | Manufacturer/ Vendor - Meet or Exceed This Quality | Model / Part #(s) Meet or Exceed This Quality | WD-0000.00 | ARM QTY | Unit of Issue | Haz-Dec Possible
WATER | SUPPORT | Nothing listed at this time. |  |  | WD-0000.00